## Header Descriptions
Header Name | Information Description | Value Description
Version | 2021-06-14
Resource ID | ISO Resource ID | Text
Generator Name | Generator Name | Text
Local Area | Resource Local Capacity Area | Bay Area, Big Creek-Ventura, CAISO System, Fresno, Humboldt, Kern, LA Basin, NCNB, SanDiego-IV, Sierra, Stockton
Jan | January NQC Value | Two decimal number
Feb | February NQC Value | Two decimal number
Mar | March NQC Value | Two decimal number
Apr | April NQC Value | Two decimal number
May | May NQC Value | Two decimal number
Jun | June NQC Value | Two decimal number
Jul | July NQC Value | Two decimal number
Aug | August NQC Value | Two decimal number
Sep | September NQC Value | Two decimal number
Oct | October NQC Value | Two decimal number
Nov | November NQC Value | Two decimal number
Dec | December NQC Value | Two decimal number
Dispatchability | Resource Designated as Dispatchable in Masterfile | Y, N
Path 26 | Resource Path 26 Designation | North, South
Deliverability | Resource Deliverability Status | Full Capacity (FC), Energy Only (EO), Interim Deliverability to % of capacity (ID to #%), Partial Deliverability to Value (PD to ##)
Comment | Additional comments from ISO staff | Text

## 2021 NQC List
Resource ID | Generator Name | Local Area | JAN | FEB | MAR | APR | MAY | JUN | JUL | AUG | SEP | OCT | NOV | DEC | Dispatchable | Path Designation | Deliverability Status | Deliverability MW | Comments
7STDRD_1_SOLAR1 | Shafter Solar | Kern | 0.8 | 0.6 | 3.6 | 3 | 3.2 | 6.2 | 7.8 | 5.4 | 2.8 | 0.4 | 0.4 | 0 | N | North | FC
ACACIA_6_SOLAR | West Antelope Solar | Big Creek-Ventura | 0.8 | 0.6 | 3.6 | 3 | 3.2 | 6.2 | 7.8 | 5.4 | 2.8 | 0.4 | 0.4 | 0 | N | South | FC
ADERA_1_SOLAR1 | Adera Solar | Fresno | 0 | 0 | 0 | 0 | 0 | 0 | 0 | 0 | 0 | 0 | 0 | 0 | N | North | EO
ADLIN_1_UNITS | GEYSERS AIDLIN AGGREGATE | NCNB | 16 | 16 | 16 | 16 | 16 | 16 | 16 | 16 | 16 | 16 | 16 | 16 | Y | North | FC
ADMEST_6_SOLAR | Adams East | Fresno | 0 | 0 | 0 | 0 | 0 | 0 | 0 | 0 | 0 | 0 | 0 | 0 | N | North | EO
ADOBEE_1_SOLAR | Adobe Solar | Kern | 0.8 | 0.6 | 3.6 | 3 | 3.2 | 6.2 | 7.8 | 5.4 | 2.8 | 0.4 | 0.4 | 0 | N | North | FC
AGRICO_6_PL3N5 | Fresno Peaker | Fresno | 22.69 | 22.69 | 22.69 | 22.69 | 22.69 | 22.69 | 22.69 | 22.69 | 22.69 | 22.69 | 22.69 | 22.69 | Y | North | FC
AGRICO_7_UNIT | Fresno Cogen | Fresno | 50.6 | 50.6 | 50.6 | 50.6 | 50.6 | 50.6 | 50.6 | 50.6 | 50.6 | 50.6 | 50.6 | 50.6 | Y | North | FC
AGUCAL_5_SOLAR1 | Agua Caliente Solar | CAISO System | 0 | 0 | 0 | 0 | 0 | 0 | 0 | 0 | 0 | 0 | 0 | 0 | N | South | EO
AKINGS_6_AMESR1 | American Kings Solar | Fresno | 4.92 | 3.69 | 22.14 | 18.45 | 19.68 | 38.13 | 47.97 | 33.21 | 17.22 | 2.46 | 2.46 | 0 | N | North | FC
ALAMIT_2_PL1X3 | Alamitos Energy Center Unit 7 | LA Basin | 674.7 | 674.7 | 674.7 | 674.7 | 674.7 | 674.7 | 674.7 | 674.7 | 674.7 | 674.7 | 674.7 | 674.7 | Y | South | FC
ALAMIT_7_ES1 | Alamitos Energy Storage | LA Basin | 100 | 100 | 100 | 100 | 100 | 100 | 100 | 100 | 100 | 100 | 100 | 100 | Y | South | FC
ALAMIT_7_UNIT 3 | ALAMITOS GEN STA. UNIT 3 | LA Basin | 321.4 | 321.4 | 321.4 | 321.4 | 321.4 | 321.4 | 321.4 | 326.76 | 326.76 | 326.76 | 326.76 | 326.76 | Y | South | FC
ALAMIT_7_UNIT 4 | ALAMITOS GEN STA. UNIT 4 | LA Basin | 335.67 | 335.67 | 335.67 | 335.67 | 335.67 | 335.67 | 335.67 | 335.67 | 335.67 | 335.67 | 335.67 | 335.67 | Y | South | FC
ALAMIT_7_UNIT 5 | ALAMITOS GEN STA. UNIT 5 | LA Basin | 480 | 480 | 480 | 480 | 480 | 480 | 480 | 480 | 480 | 480 | 480 | 480 | Y | South | FC
ALAMO_6_UNIT | ALAMO POWER PLANT | Big Creek-Ventura | 3.38 | 6.25 | 9.82 | 11.37 | 14 | 14 | 14 | 14 | 12.56 | 8.26 | 2.5 | 1.31 | Y | South | FC
ALLGNY_6_HYDRO1 | Salmon Creek Hydroelectric Project | Sierra | 0.31 | 0.42 | 0.47 | 0.51 | 0.47 | 0.37 | 0.21 | 0.06 | 0 | 0 | 0.1 | 0.18 | N | North | FC
ALMASL_2_GS1SR1 | Almasol Generating Station 1 | CAISO System | 5 | 3.75 | 22.5 | 18.75 | 20 | 38.75 | 48.75 | 33.75 | 17.5 | 2.5 | 2.5 | 0 | N | South | ID | 100%
ALMASL_2_GS4SR4 | Almasol Generating Station 4 | CAISO System | 4 | 3 | 18 | 15 | 16 | 31 | 39 | 27 | 14 | 2 | 2 | 0 | N | South | ID | 100%
ALMEGT_1_UNIT 1 | ALAMEDA GT UNIT 1 | Bay Area | 23.4 | 23.4 | 23.4 | 23.4 | 23.4 | 23.4 | 23.4 | 23.4 | 23.4 | 23.4 | 23.4 | 23.4 | Y | North | FC
ALMEGT_1_UNIT 2 | ALAMEDA GT UNIT 2 | Bay Area | 23.5 | 23.5 | 23.5 | 23.5 | 23.5 | 23.5 | 23.5 | 23.5 | 23.5 | 23.5 | 23.5 | 23.5 | Y | North | FC
ALPSLR_1_NTHSLR | Alpaugh North, LLC | CAISO System | 0.8 | 0.6 | 3.6 | 3 | 3.2 | 6.2 | 7.8 | 5.4 | 2.8 | 0.4 | 0.4 | 0 | N | North | FC
ALPSLR_1_SPSSLR | Alpaugh 50 LLC | CAISO System | 2 | 1.5 | 9 | 7.5 | 8 | 15.5 | 19.5 | 13.5 | 7 | 1 | 1 | 0 | N | North | FC
ALT6DN_2_WIND7 | Pinyon Pines 1 | CAISO System | 23.52 | 20.16 | 47.04 | 42 | 42 | 55.44 | 38.64 | 35.28 | 25.2 | 13.44 | 20.16 | 21.84 | N | South | FC
ALT6DS_2_WIND9 | Pinyon Pines 2 | CAISO System | 18.48 | 15.84 | 36.96 | 33 | 33 | 43.56 | 30.36 | 27.72 | 19.8 | 10.56 | 15.84 | 17.16 | N | South | FC
ALTA3A_2_CPCE4 | Alta Wind 4 | CAISO System | 14.28 | 12.24 | 28.56 | 25.5 | 25.5 | 33.66 | 23.46 | 21.42 | 15.3 | 8.16 | 12.24 | 13.26 | N | South | FC
ALTA3A_2_CPCE5 | Alta Wind 5 | CAISO System | 23.52 | 20.16 | 47.04 | 42 | 42 | 55.44 | 38.64 | 35.28 | 25.2 | 13.44 | 20.16 | 21.84 | N | South | FC
ALTA3A_2_CPCE8 | Alta Wind 8 | CAISO System | 21 | 18 | 42 | 37.5 | 37.5 | 49.5 | 34.5 | 31.5 | 22.5 | 12 | 18 | 19.5 | N | South | FC
ALTA4A_2_CPCW1 | Alta Wind 1 | CAISO System | 21 | 18 | 42 | 37.5 | 37.5 | 49.5 | 34.5 | 31.5 | 22.5 | 12 | 18 | 19.5 | N | South | FC
ALTA4B_2_CPCW2 | Alta Wind 2 | CAISO System | 21 | 18 | 42 | 37.5 | 37.5 | 49.5 | 34.5 | 31.5 | 22.5 | 12 | 18 | 19.5 | N | South | FC
ALTA4B_2_CPCW3 | Alta Wind 3 | CAISO System | 21 | 18 | 42 | 37.5 | 37.5 | 49.5 | 34.5 | 31.5 | 22.5 | 12 | 18 | 19.5 | N | South | FC
ALTA4B_2_CPCW6 | Mustang Hills | CAISO System | 21 | 18 | 42 | 37.5 | 37.5 | 49.5 | 34.5 | 31.5 | 22.5 | 12 | 18 | 19.5 | N | South | FC
ALTA6B_2_WIND11 | Alta Wind 11 | CAISO System | 12.6 | 10.8 | 25.2 | 22.5 | 22.5 | 29.7 | 20.7 | 18.9 | 13.5 | 7.2 | 10.8 | 11.7 | N | South | FC
ALTA6E_2_WIND10 | Alta Wind 10 | CAISO System | 19.32 | 16.56 | 38.64 | 34.5 | 34.5 | 45.54 | 31.74 | 28.98 | 20.7 | 11.04 | 16.56 | 17.94 | N | South | FC
ALTWD_1_QF | Altwind | LA Basin | 4.04 | 3.46 | 8.08 | 7.21 | 7.21 | 9.52 | 6.63 | 6.06 | 4.33 | 2.31 | 3.46 | 3.75 | N | South | FC
ALTWD_2_COAWD1 | Coachella 1 | LA Basin |  |  |  |  | 12.6 | 16.63 | 11.59 | 10.58 | 7.56 | 4.03 | 6.05 | 6.55 | N | South | FC
ANAHM_2_CANYN1 | CANYON POWER PLANT UNIT 1 | LA Basin | 49.4 | 49.4 | 49.4 | 49.4 | 49.4 | 49.4 | 49.4 | 49.4 | 49.4 | 49.4 | 49.4 | 49.4 | Y | South | FC
ANAHM_2_CANYN2 | CANYON POWER PLANT UNIT 2 | LA Basin | 48 | 48 | 48 | 48 | 48 | 48 | 48 | 48 | 48 | 48 | 48 | 48 | Y | South | FC
ANAHM_2_CANYN3 | CANYON POWER PLANT UNIT 3 | LA Basin | 48 | 48 | 48 | 48 | 48 | 48 | 48 | 48 | 48 | 48 | 48 | 48 | Y | South | FC
ANAHM_2_CANYN4 | CANYON POWER PLANT UNIT 4 | LA Basin | 49.4 | 49.4 | 49.4 | 49.4 | 49.4 | 49.4 | 49.4 | 49.4 | 49.4 | 49.4 | 49.4 | 49.4 | Y | South | FC
ANTLPE_2_QF | ANTELOPE QFS | CAISO System | 0.56 | 0.48 | 1.12 | 1 | 1 | 1.32 | 0.92 | 0.84 | 0.6 | 0.32 | 0.48 | 0.52 | N | South | FC
APLHIL_1_SLABCK | SLAB CREEK HYDRO | Sierra | 0 | 0 | 0 | 0 | 0 | 0 | 0 | 0 | 0 | 0 | 0 | 0 | Y | North | EO
ARBWD_6_QF | Wind Resource II | CAISO System | 2.79 | 2.39 | 5.59 | 4.99 | 4.99 | 6.58 | 4.59 | 4.19 | 2.99 | 1.6 | 2.39 | 2.59 | N | South | FC
ARCOGN_2_UNITS | WATSON COGENERATION | LA Basin | 242.47 | 285.41 | 271.23 | 256.19 | 271.25 | 260.4 | 257.39 | 257.16 | 255.9 | 196.12 | 236.26 | 263.9 | N | South | FC
ARVINN_6_ORION1 | Orion 1 Solar | CAISO System | 0.48 | 0.36 | 2.16 | 1.8 | 1.92 | 3.72 | 4.68 | 3.24 | 1.68 | 0.24 | 0.24 | 0 | N | North | FC
ARVINN_6_ORION2 | Orion 2 Solar | CAISO System | 0.32 | 0.24 | 1.44 | 1.2 | 1.28 | 2.48 | 3.12 | 2.16 | 1.12 | 0.16 | 0.16 | 0 | N | North | FC
ASTORA_2_SOLAR1 | Astoria 1 | CAISO System | 4 | 3 | 18 | 15 | 16 | 31 | 39 | 27 | 14 | 2 | 2 | 0 | N | South | FC
ASTORA_2_SOLAR2 | Astoria 2 | CAISO System | 3 | 2.25 | 13.5 | 11.25 | 12 | 23.25 | 29.25 | 20.25 | 10.5 | 1.5 | 1.5 | 0 | N | South | FC
ATWEL2_1_SOLAR1 | Atwell West | CAISO System | 0.8 | 0.6 | 3.6 | 3 | 3.2 | 6.2 | 7.8 | 5.4 | 2.8 | 0.4 | 0.4 | 0 | N | North | FC
ATWELL_1_SOLAR | Atwell Island PV Solar Generating Faci. | CAISO System | 0.8 | 0.6 | 3.6 | 3 | 3.2 | 6.2 | 7.8 | 5.4 | 2.8 | 0.4 | 0.4 | 0 | N | North | FC
AVENAL_6_AVPARK | Avenal Park Solar Project | Fresno | 0.24 | 0.18 | 1.08 | 0.9 | 0.96 | 1.86 | 2.34 | 1.62 | 0.84 | 0.12 | 0.12 | 0 | N | North | ID | 100% | 18DGD Waiting for Reconductor Los Banos-Padre Flat-Panoche 230 kV, Gates #13 500/230 kV and possibly other
AVENAL_6_AVSLR1 | Avenal Solar 1 | Fresno | 0 | 0 | 0 | 0 | 0 | 0 | 0 | 0 | 0 | 0 | 0 | 0 | N | North | EO
AVENAL_6_AVSLR2 | Avenal Solar 2 | Fresno | 0 | 0 | 0 | 0 | 0 | 0 | 0 | 0 | 0 | 0 | 0 | 0 | N | North | EO
AVENAL_6_SANDDG | Sand Drag Solar Project | Fresno | 0.64 | 0.48 | 2.86 | 2.38 | 2.54 | 4.92 | 6.19 | 4.29 | 2.22 | 0.32 | 0.32 | 0 | N | North | ID | 83.58% | 18DGD &lpar;83.58% or 15.88 MW of 19 MW) Waiting for Reconductor Los Banos-Padre Flat-Panoche 230 kV, Gates #13 500/230 kV and possibly other
AVENAL_6_SUNCTY | Sun City Solar Project | Fresno | 0.8 | 0.6 | 3.6 | 3 | 3.2 | 6.2 | 7.8 | 5.4 | 2.8 | 0.4 | 0.4 | 0 | N | North | ID | 100% | 18DGD Waiting for Reconductor Los Banos-Padre Flat-Panoche 230 kV, Gates #13 500/230 kV and possibly other
AVSOLR_2_SOLAR | AV SOLAR RANCH 1 | CAISO System | 9.66 | 7.25 | 43.47 | 36.23 | 38.64 | 74.87 | 94.19 | 65.21 | 33.81 | 4.83 | 4.83 | 0 | N | South | FC
BALCHS_7_UNIT 1 | BALCH 1 PH UNIT 1 | Fresno | 24.8 | 25.44 | 25.44 | 24.8 | 24.8 | 25.6 | 31 | 31 | 31 | 24.8 | 24.8 | 24.8 | Y | North | FC
BALCHS_7_UNIT 2 | BALCH 2 PH UNIT 2 | Fresno | 42 | 42 | 0 | 42 | 42 | 52.5 | 52.5 | 52.5 | 52.5 | 42 | 52.5 | 42 | Y | North | FC
BALCHS_7_UNIT 3 | BALCH 2 PH UNIT 3 | Fresno | 43.68 | 0 | 0 | 43.68 | 43.68 | 54.18 | 54.18 | 54.18 | 54.18 | 43.68 | 44.6 | 43.68 | Y | North | FC
BANGOR_6_HYDRO | Virginia Ranch Dam Powerplant | Sierra | 0.17 | 0.5 | 0.77 | 0.83 | 0.5 | 0.54 | 0.64 | 0.47 | 0.36 | 0.29 | 0.12 | 0 | N | North | FC
BANKPP_2_NSPIN | BANKPP_2_NSPIN | Bay Area | 127 | 127 | 127 | 127 | 127 | 127 | 127 | 127 | 127 | 127 | 127 | 127 | Y | North | FC
BARRE_2_QF | BARRE QFS | LA Basin | 0 | 0 | 0 | 0 | 0 | 0 | 0 | 0 | 0 | 0 | 0 | 0 | N | South | FC
BARRE_6_PEAKER | Barre Peaker | LA Basin | 47 | 47 | 47 | 47 | 47 | 47 | 47 | 47 | 47 | 47 | 47 | 47 | Y | South | FC
BASICE_2_UNITS | King City Cogen | CAISO System | 120 | 120 | 120 | 120 | 120 | 120 | 120 | 120 | 120 | 120 | 120 | 120 | Y | North | FC
BDGRCK_1_UNITS | BADGER CREEK LIMITED | Kern | 46.7 | 45.9 | 45 | 45.6 | 43.7 | 43.2 | 43.4 | 43 | 42.3 | 42.3 | 44.5 | 45.3 | Y | North | FC
BEARDS_7_UNIT 1 | Beardsley Hydro | Stockton | 4.06 | 2.82 | 4.4 | 8.54 | 9.08 | 9.14 | 9.18 | 8.34 | 4.36 | 3.6 | 0.8 | 3.76 | Y | North | FC
BEARMT_1_UNIT | Bear Mountain Limited | Kern | 46.7 | 47.7 | 47.7 | 45.6 | 46.3 | 47 | 46 | 45 | 45.8 | 45.6 | 46.7 | 47.1 | Y | North | FC
BELDEN_7_UNIT 1 | BELDEN HYDRO | Sierra | 44.8 | 2.4 | 0 | 0 | 3.2 | 35.2 | 85.2 | 90.4 | 81.4 | 60 | 3.2 | 32 | Y | North | FC
BGSKYN_2_AS2SR1 | Antelope Solar 2 | Big Creek-Ventura | 4.2 | 3.15 | 18.9 | 15.75 | 16.8 | 32.55 | 40.95 | 28.35 | 14.7 | 2.1 | 2.1 | 0 | N | South | ID | 100% | Waiting for Tehachapi CRAS
BGSKYN_2_ASPSR2 | Antelope Solar 2 San Pablo | Big Creek-Ventura | 4 | 3 | 18 | 15 | 16 | 31 | 39 | 27 | 14 | 2 | 2 | 0 | N | South | ID | 100% | Waiting for Tehachapi CRAS
BGSKYN_2_BS3SR3 | Big Sky Solar 3 | Big Creek-Ventura | 0.8 | 0.6 | 3.6 | 3 | 3.2 | 6.2 | 7.8 | 5.4 | 2.8 | 0.4 | 0.4 | 0 | N | South | FC
BIGCRK_2_EXESWD | BIG CREEK HYDRO PROJECT PSP | Big Creek-Ventura | 455 | 472.04 | 437.8 | 628 | 614.92 | 732.04 | 700.56 | 700 | 700 | 423.32 | 407.32 | 374.28 | Y | South | FC
BIGCRK_7_DAM7 | DAM 7 AT BIG CREEK (FISHWATER GEN) | Big Creek-Ventura | 0 | 0 | 0 | 0 | 0 | 0 | 0 | 0 | 0 | 0 | 0 | 0 | N | South | EO
BIGCRK_7_MAMRES | MAMMOTH POOL RESERVOIR (FISHWATER | Big Creek-Ventura | 0 | 0 | 0 | 0 | 0 | 0 | 0 | 0 | 0 | 0 | 0 | 0 | N | South | EO
BIGSKY_2_BSKSR6 | Big Sky Solar 6 | Big Creek-Ventura | 0.8 | 0.6 | 3.6 | 3 | 3.2 | 6.2 | 7.8 | 5.4 | 2.8 | 0.4 | 0.4 | 0 | N | South | FC
BIGSKY_2_BSKSR7 | Big Sky Solar 7 | Big Creek-Ventura | 0.8 | 0.6 | 3.6 | 3 | 3.2 | 6.2 | 7.8 | 5.4 | 2.8 | 0.4 | 0.4 | 0 | N | South | FC
BIGSKY_2_BSKSR8 | Big Sky Solar 8 | Big Creek-Ventura | 0.8 | 0.6 | 3.6 | 3 | 3.2 | 6.2 | 7.8 | 5.4 | 2.8 | 0.4 | 0.4 | 0 | N | South | FC
BIGSKY_2_SOLAR1 | Antelope Big Sky Ranch | Big Creek-Ventura | 0.8 | 0.6 | 3.6 | 3 | 3.2 | 6.2 | 7.8 | 5.4 | 2.8 | 0.4 | 0.4 | 0 | N | South | FC
BIGSKY_2_SOLAR2 | Big Sky Solar 4 | Big Creek-Ventura | 1.6 | 1.2 | 7.2 | 6 | 6.4 | 12.4 | 15.6 | 10.8 | 5.6 | 0.8 | 0.8 | 0 | N | South | FC
BIGSKY_2_SOLAR3 | Big Sky Summer | Big Creek-Ventura | 0.8 | 0.6 | 3.6 | 3 | 3.2 | 6.2 | 7.8 | 5.4 | 2.8 | 0.4 | 0.4 | 0 | N | South | FC
BIGSKY_2_SOLAR4 | Western Antelope Blue Sky Ranch B | Big Creek-Ventura | 0.8 | 0.6 | 3.6 | 3 | 3.2 | 6.2 | 7.8 | 5.4 | 2.8 | 0.4 | 0.4 | 0 | N | South | FC
BIGSKY_2_SOLAR5 | Big Sky Solar 2 | Big Creek-Ventura | 0.2 | 0.15 | 0.9 | 0.75 | 0.8 | 1.55 | 1.95 | 1.35 | 0.7 | 0.1 | 0.1 | 0 | N | South | FC
BIGSKY_2_SOLAR6 | Solverde 1 | Big Creek-Ventura | 3.4 | 2.55 | 15.3 | 12.75 | 13.6 | 26.35 | 33.15 | 22.95 | 11.9 | 1.7 | 1.7 | 0 | N | South | FC
BIGSKY_2_SOLAR7 | Big Sky Solar 1 | Big Creek-Ventura | 2 | 1.5 | 9 | 7.5 | 8 | 15.5 | 19.5 | 13.5 | 7 | 1 | 1 | 0 | N | South | FC
BIOMAS_1_UNIT 1 | WOODLAND BIOMASS | Sierra | 22.41 | 22.41 | 24.06 | 22.89 | 17 | 23.2 | 24.11 | 23.93 | 22.88 | 21.17 | 22.03 | 22.55 | N | North | FC
BISHOP_1_ALAMO | BISHOP CREEK PLANT 2 AND 6 | CAISO System | 3.65 | 4.5 | 6.25 | 8.9 | 10.65 | 11.06 | 11.59 | 11.49 | 8.67 | 4.99 | 3.72 | 3.87 | N | South | FC
BISHOP_1_UNITS | BISHOP CREEK PLANT 3 AND 4 | CAISO System | 4.53 | 4.65 | 4.49 | 8.81 | 11.96 | 14.33 | 14.48 | 14.62 | 10.69 | 8 | 6.87 | 6.7 | N | South | FC
BKRFLD_2_SOLAR1 | Bakersfield 111 | Kern | 0.06 | 0.04 | 0.25 | 0.21 | 0.22 | 0.43 | 0.54 | 0.37 | 0.19 | 0.03 | 0.03 | 0 | N | North | FC
BLACK_7_UNIT 1 | JAMES B. BLACK 1 | CAISO System | 84 | 84 | 84 | 81.62 | 84 | 84.6 | 84.4 | 84.4 | 83.6 | 68 | 80.9 | 84.4 | Y | North | FC
BLACK_7_UNIT 2 | JAMES B. BLACK 2 | CAISO System | 83.28 | 83.28 | 83.28 | 80.82 | 83.28 | 83.88 | 84.08 | 84.08 | 84.08 | 67.28 | 81.28 | 83.88 | Y | North | FC
BLAST_1_WIND | Mountain View IV Wind | LA Basin | 6.86 | 5.88 | 13.72 | 12.25 | 12.25 | 16.17 | 11.27 | 10.29 | 7.35 | 3.92 | 5.88 | 6.37 | N | South | FC
BLCKBT_2_STONEY | BLACK BUTTE HYDRO | CAISO System | 2.04 | 1.6 | 1.3 | 3.5 | 2.7 | 2.57 | 2.02 | 1.83 | 1.5 | 1.5 | 2.1 | 2.51 | Y | North | FC
BLCKWL_6_SOLAR1 | Blackwell Solar | CAISO System | 0.48 | 0.36 | 2.16 | 1.8 | 1.92 | 3.72 | 4.68 | 3.24 | 1.68 | 0.24 | 0.24 | 0 | N | North | FC
BLKCRK_2_SOLAR1 | McCoy Station | CAISO System | 10 | 7.5 | 45 | 37.5 | 40 | 77.5 | 97.5 | 0 | 0 | 0 | 0 | 0 | N | South | FC |  | BLKCRK_2_SOLAR1 will become EO when BESS becomes FC. Monthly values already pre-adjusted to 0% for Aug-Dec.
BLM_2_UNITS | BLM EAST Facility | CAISO System | 47 | 47 | 47 | 47 | 47 | 47 | 47 | 47 | 47 | 47 | 47 | 47 | Y | South | FC |  | NQC reduction required due to transfer of deliverability to a new resource. (Adjustment already applied Jan-Dec.)
BLYTHE_1_SOLAR1 | Blythe Solar 1 Project | CAISO System | 0 | 0 | 0 | 0 | 0 | 0 | 0 | 0 | 0 | 0 | 0 | 0 | N | South | EO
BLYTHE_1_SOLAR2 | Blythe Green 1 | CAISO System | 0 | 0 | 0 | 0 | 0 | 0 | 0 | 0 | 0 | 0 | 0 | 0 | N | South | EO
BNNIEN_7_ALTAPH | ALTA POWER HOUSE | Sierra | 0.28 | 0.21 | 0.29 | 0.18 | 0.16 | 0.53 | 0.74 | 0.7 | 0.48 | 0.48 | 0.34 | 0.33 | N | North | FC
BOGUE_1_UNITA1 | Feather River Energy Center, Unit #1 | Sierra | 47.6 | 47.6 | 47.6 | 47.6 | 47.6 | 47.6 | 47.6 | 47.6 | 47.6 | 47.6 | 47.6 | 47.6 | Y | North | FC
BORDER_6_UNITA1 | CalPeak Power Border Unit 1 | San Diego-IV | 51.25 | 51.25 | 51.25 | 51.25 | 51.25 | 51.25 | 51.25 | 51.25 | 51.25 | 51.25 | 51.25 | 51.25 | Y | South | FC
BOWMN_6_HYDRO | NID Hydro Bowman Powerhouse | Sierra | 0.95 | 1.16 | 2 | 2.98 | 3.29 | 1.66 | 2.84 | 2.52 | 2.14 | 1.63 | 0.76 | 0.46 | N | North | FC
BRDGVL_7_BAKER | Baker Station Hydro | Humboldt | 1.08 | 0.77 | 0.92 | 0.74 | 0.12 | 0.01 | 0 | 0 | 0 | 0 | 0.31 | 0.28 | N | North | FC
BRDSLD_2_HIWIND | High Winds Energy Center | Bay Area | 22.68 | 19.44 | 45.36 | 40.5 | 40.5 | 53.46 | 37.26 | 34.02 | 24.3 | 12.96 | 19.44 | 21.06 | N | North | FC
BRDSLD_2_MTZUM2 | NextEra Energy Montezuma Wind II | Bay Area | 10.95 | 9.38 | 21.9 | 19.55 | 19.55 | 25.81 | 17.99 | 16.42 | 11.73 | 6.26 | 9.38 | 10.17 | N | North | FC
BRDSLD_2_MTZUMA | FPL Energy Montezuma Wind | Bay Area | 5.15 | 4.42 | 10.3 | 9.2 | 9.2 | 12.14 | 8.46 | 7.73 | 5.52 | 2.94 | 4.42 | 4.78 | N | North | FC
BRDSLD_2_SHILO1 | Shiloh I Wind Project | Bay Area | 21 | 18 | 42 | 37.5 | 37.5 | 49.5 | 34.5 | 31.5 | 22.5 | 12 | 18 | 19.5 | N | North | FC
BRDSLD_2_SHILO2 | SHILOH WIND PROJECT 2 | Bay Area | 21 | 18 | 42 | 37.5 | 37.5 | 49.5 | 34.5 | 31.5 | 22.5 | 12 | 18 | 19.5 | N | North | FC
BRDSLD_2_SHLO3A | Shiloh III Wind Project, LLC | Bay Area | 14.35 | 12.3 | 28.7 | 25.63 | 25.63 | 33.83 | 23.58 | 21.53 | 15.38 | 8.2 | 12.3 | 13.33 | N | North | FC
BRDSLD_2_SHLO3B | Shiloh IV Wind Project | Bay Area | 14 | 12 | 28 | 25 | 25 | 33 | 23 | 21 | 15 | 8 | 12 | 13 | N | North | FC
BREGGO_6_DEGRSL | Desert Green Solar Farm | San Diego-IV | 0.25 | 0.19 | 1.13 | 0.95 | 1.01 | 1.95 | 2.46 | 1.7 | 0.88 | 0.13 | 0.13 | 0 | N | South | FC
BREGGO_6_SOLAR | NRG Borrego Solar One | San Diego-IV | 1.04 | 0.78 | 4.68 | 3.9 | 4.16 | 8.06 | 10.14 | 7.02 | 3.64 | 0.52 | 0.52 | 0 | N | South | FC
BRODIE_2_WIND | Coram Brodie Wind Project | CAISO System | 14.28 | 12.24 | 28.56 | 25.5 | 25.5 | 33.66 | 23.46 | 21.42 | 15.3 | 8.16 | 12.24 | 13.26 | N | South | FC
BUCKBL_2_PL1X3 | Blythe Energy Center | CAISO System | 493.63 | 493.63 | 493.63 | 493.63 | 493.63 | 493.63 | 493.63 | 493.63 | 493.63 | 493.63 | 493.63 | 493.63 | Y | South | FC
BUCKCK_2_HYDRO | Lassen Station Hydro | Sierra | 0.45 | 0.33 | 0.58 | 0.66 | 0.6 | 0.37 | 0.1 | 0.04 | 0 | 0 | 0.15 | 0.16 | N | North | FC
BUCKCK_7_OAKFLT | Oak Flat | Sierra | 0.52 | 0.32 | 0.25 | 0.26 | 0.39 | 0.58 | 0.8 | 0.66 | 0.47 | 0.15 | 0.17 | 0.37 | N | North | FC
BUCKCK_7_PL1X2 | BUCKS CREEK AGGREGATE | Sierra | 52.88 | 51.34 | 50.17 | 48.32 | 51.32 | 51.32 | 56 | 51.4 | 42.41 | 44 | 45.8 | 50 | Y | North | FC
BUCKWD_1_NPALM1 | North Palm Springs 1A | LA Basin | 0.1 | 0.07 | 0.43 | 0.36 | 0.38 | 0.74 | 0.94 | 0.65 | 0.34 | 0.05 | 0.05 | 0 | N | South | FC
BUCKWD_1_QF | Buckwind Re-powering project | LA Basin | 2.31 | 1.98 | 4.62 | 4.13 | 4.13 | 5.45 | 3.8 | 3.47 | 2.48 | 1.32 | 1.98 | 2.15 | N | South | FC
BUCKWD_7_WINTCV | Wintec Energy, Ltd. | LA Basin | 0.18 | 0.16 | 0.37 | 0.33 | 0.33 | 0.44 | 0.3 | 0.28 | 0.2 | 0.11 | 0.16 | 0.17 | N | South | FC
BURNYF_2_UNIT 1 | Burney Forest Power | CAISO System | 24 | 24.74 | 19.44 | 13.32 | 24.33 | 24.74 | 26.24 | 23.13 | 24.17 | 25.96 | 24.93 | 26.35 | N | North | FC
BUTTVL_7_UNIT 1 | BUTT VALLEY HYDRO | CAISO System | 39.2 | 32 | 28.8 | 31.6 | 32 | 32.8 | 39.5 | 32.8 | 39.5 | 32.8 | 32 | 39.2 | Y | North | FC
CABALO_2_M2WSR2 | Mustang 2 Whirlaway Solar | Fresno | 4 | 3 | 18 | 15 | 16 | 31 | 39 | 27 | 14 | 2 | 2 | 0 | Y | North | ID | 100% | C7 - Waiting for Bellota-Warnerville 230 kV reconductoring and possibly other
CABZON_1_WINDA1 | Cabazon Wind Project | LA Basin | 5.74 | 4.92 | 11.48 | 10.25 | 10.25 | 13.53 | 9.43 | 8.61 | 6.15 | 3.28 | 4.92 | 5.33 | N | South | FC
CALFTN_2_SOLAR | California Flats North | CAISO System | 5.2 | 3.9 | 23.4 | 19.5 | 20.8 | 40.3 | 50.7 | 28.78 | 14.92 | 2.13 | 2.13 | 0 | N | North | FC |  | Resource will become PCDS to 82%, when BESS becomes FC. Monthly values already pre-adjusted to 82% for Aug-Dec.
CALFTS_2_CFSSR1 | California Flats Solar South | CAISO System | 6 | 4.5 | 27 | 22.5 | 24 | 46.5 | 58.5 | 40.5 | 21 | 3 | 3 | 0 | N | North | FC
CALGEN_1_UNITS | Coso Navy 1 | CAISO System | 80 | 80 | 80 | 80 | 80 | 80 | 80 | 80 | 80 | 80 | 80 | 80 | Y | South | FC
CALPIN_1_AGNEW | Agnews Power Plant | Bay Area | 28.56 | 28.56 | 28.56 | 28.56 | 28.56 | 28.56 | 28.56 | 28.56 | 28.56 | 28.56 | 28.56 | 28.56 | Y | North | FC
CAMCHE_1_PL1X3 | CAMANCHE UNITS 1, 2 & 3 AGGREGATE | Stockton | 5.06 | 6.93 | 6.44 | 8.65 | 9.32 | 8.49 | 7 | 4.22 | 3.22 | 2.7 | 1.82 | 1.99 | N | North | FC
CAMLOT_2_SOLAR1 | Camelot | CAISO System | 1.8 | 1.35 | 8.1 | 6.75 | 7.2 | 13.95 | 17.55 | 12.15 | 6.3 | 0.9 | 0.9 | 0 | N | South | FC
CAMLOT_2_SOLAR2 | Columbia Two | CAISO System | 0.6 | 0.45 | 2.7 | 2.25 | 2.4 | 4.65 | 5.85 | 4.05 | 2.1 | 0.3 | 0.3 | 0 | N | South | FC
CAMPFW_7_FARWST | CAMP FAR WEST HYDRO | Sierra | 0 | 2.08 | 5.6 | 5.52 | 3.2 | 2.72 | 3.52 | 3.1 | 0 | 0 | 0 | 0 | Y | North | FC
CANTUA_1_SOLAR | Cantua Solar Station | Fresno | 0.8 | 0.6 | 3.6 | 3 | 3.2 | 6.2 | 7.8 | 5.4 | 2.8 | 0.4 | 0.4 | 0 | N | North | FC | 100%
CAPWD_1_QF | Edom Hills Wind Farm | LA Basin | 2.74 | 2.35 | 5.47 | 4.89 | 4.89 | 6.45 | 4.5 | 4.11 | 2.93 | 1.56 | 2.35 | 2.54 | N | South | FC
CARBOU_7_PL2X3 | CARIBOU PH 1 UNIT 2 & 3 AGGREGATE | CAISO System | 32 | 19.2 | 0.8 | 0 | 0 | 0 | 35.2 | 38.4 | 35.2 | 12.8 | 0 | 12.8 | Y | North | FC
CARBOU_7_PL4X5 | CARIBOU PH 2 UNIT 4 & 5 AGGREGATE | CAISO System | 48 | 43.2 | 44 | 36 | 47.2 | 64 | 106.14 | 93.2 | 102 | 88.4 | 30.4 | 64 | Y | North | FC
CARBOU_7_UNIT 1 | CARIBOU PH 1 UNIT 1 | CAISO System | 14.8 | 8 | 0 | 0 | 0 | 0 | 0.01 | 19.2 | 19.2 | 0 | 0 | 4 | Y | North | FC
CARLS1_2_CARCT1 | Carlsbad 1 | San Diego-IV | 422 | 422 | 422 | 422 | 422 | 422 | 422 | 422 | 422 | 422 | 422 | 422 | Y | South | FC
CARLS2_1_CARCT1 | Carlsbad 2 | San Diego-IV | 105.5 | 105.5 | 105.5 | 105.5 | 105.5 | 105.5 | 105.5 | 105.5 | 105.5 | 105.5 | 105.5 | 105.5 | Y | South | FC
CATLNA_2_SOLAR | Catalina Solar - Phases 1 and 2 | CAISO System | 4.4 | 3.3 | 19.8 | 16.5 | 17.6 | 34.1 | 42.9 | 29.7 | 15.4 | 2.2 | 2.2 | 0 | N | South | FC
CATLNA_2_SOLAR2 | Catalina Solar 2 | CAISO System | 0.72 | 0.54 | 3.24 | 2.7 | 2.88 | 5.58 | 7.02 | 4.86 | 2.52 | 0.36 | 0.36 | 0 | N | South | FC
CAVLSR_2_BSOLAR | California Valley Solar Ranch-Phase B | CAISO System | 1.6 | 1.2 | 7.2 | 6 | 6.4 | 12.4 | 15.6 | 10.8 | 5.6 | 0.8 | 0.8 | 0 | N | North | FC
CAVLSR_2_RSOLAR | California Valley Solar Ranch-Phase A | CAISO System | 8.4 | 6.3 | 37.8 | 31.5 | 33.6 | 65.1 | 81.9 | 56.7 | 29.4 | 4.2 | 4.2 | 0 | N | North | FC
CAYTNO_2_VASCO | Vasco Road | Bay Area | 4 | 3.96 | 3.99 | 4.07 | 4.04 | 4.02 | 3.92 | 4.03 | 3.59 | 3.67 | 4.05 | 4.03 | N | North | FC
CDWR07_2_GEN | CDWR07_2_GEN | CAISO System | 115.6 | 115.6 | 115.6 | 115.6 | 115.6 | 115.6 | 115.6 | 115.6 | 115.6 | 115.6 | 115.6 | 115.6 | Y | North | FC
CEDRCK_6_UNIT | Water Wheel Ranch | CAISO System | 0.38 | 0.41 | 0.48 | 0.46 | 0.66 | 0.39 | 0.19 | 0.14 | 0.13 | 0.12 | 0.14 | 0.21 | N | North | FC
CEDUCR_2_SOLAR1 | Ducor Solar 1 | Big Creek-Ventura | 0 | 0 | 0 | 0 | 0 | 0 | 0 | 0 | 0 | 0 | 0 | 0 | N | South | EO
CEDUCR_2_SOLAR2 | Ducor Solar 2 | Big Creek-Ventura | 0 | 0 | 0 | 0 | 0 | 0 | 0 | 0 | 0 | 0 | 0 | 0 | N | South | EO
CEDUCR_2_SOLAR3 | Ducor Solar 3 | Big Creek-Ventura | 0 | 0 | 0 | 0 | 0 | 0 | 0 | 0 | 0 | 0 | 0 | 0 | N | South | EO
CEDUCR_2_SOLAR4 | Ducor Solar 4 | Big Creek-Ventura | 0 | 0 | 0 | 0 | 0 | 0 | 0 | 0 | 0 | 0 | 0 | 0 | N | South | EO
CENT40_1_C40SR1 | CENTRAL 40 | Stockton |  |  |  | 6 | 6.4 | 12.4 | 15.6 | 10.8 | 5.6 | 0.8 | 0.8 | 0 | N | North | FC
CENTER_2_RHONDO | MWD Rio Hondo Hydroelectric Recovery Pla | LA Basin | 1.91 | 1.91 | 1.91 | 1.91 | 1.91 | 1.91 | 1.91 | 1.91 | 1.91 | 1.91 | 1.91 | 1.91 | Y | South | FC
CENTER_2_SOLAR1 | Pico Rivera | LA Basin | 0 | 0 | 0 | 0 | 0 | 0 | 0 | 0 | 0 | 0 | 0 | 0 | N | South | EO
CENTER_2_TECNG1 | TECHNICAST | LA Basin | 0 | 0 | 0 | 0 | 0 | 0 | 0 | 0 | 0 | 0 | 0 | 0 | N | South | EO
CENTER_6_PEAKER | Center Peaker | LA Basin | 47.11 | 47.11 | 47.11 | 47.11 | 47.11 | 47.11 | 47.11 | 47.11 | 47.11 | 47.11 | 47.11 | 47.11 | Y | South | FC
CENTRY_6_PL1X4 | CENTURY GENERATING PLANT (AGGREGATE) | LA Basin | 36 | 36 | 36 | 36 | 36 | 36 | 36 | 36 | 36 | 36 | 36 | 36 | Y | South | FC
CHALK_1_UNIT | CHALK CLIFF LIMITED | CAISO System | 46.84 | 46.06 | 45.5 | 45.2 | 45 | 44.1 | 44.3 | 43.1 | 44.4 | 45 | 46.4 | 47.9 | Y | North | FC
CHARMN_2_PGONG1 | PROCTER AND GAMBLE OXNARD I | Big Creek-Ventura | JUN: 17.4; JUL: 16.78; AUG: 17.21; SEP: 16.54; OCT: 14.84; NOV: 16.41; DEC: 17.48 | N | South | FC
CHEVCD_6_UNIT | CHEVRON USA (TAFT/CADET) | CAISO System | 0.52 | 0.67 | 0.52 | 0.44 | 0.37 | 0.64 | 0.78 | 0.82 | 1.01 | 0.83 | 0.72 | 0.73 | N | North | FC
CHEVCO_6_UNIT 1 | CHEVRON USA (COALINGA) | Fresno | 0.97 | 0.97 | 0.87 | 1 | 1.51 | 1.22 | 1.72 | 1.65 | 1.86 | 1.48 | 0.75 | 1.16 | N | North | FC
CHEVCO_6_UNIT 2 | AERA ENERGY LLC. (COALINGA) | Fresno | 0.85 | 1 | 0.87 | 0.8 | 0.79 | 0.62 | 0.6 | 0.6 | 0.7 | 1.06 | 1.08 | 1.08 | N | North | FC
CHEVCY_1_UNIT | CHEVRON USA (CYMRIC) | CAISO System | 3.99 | 2.27 | 2.21 | 2.89 | 2.2 | 2.3 | 3.34 | 3.16 | 2.38 | 4.26 | 2.68 | 2.5 | N | North | FC
CHEVMN_2_UNITS | CHEVRON U.S.A. UNITS 1 & 2 AGGREGATE | LA Basin | 8.24 | 4.37 | 6.75 | 13.66 | 5.52 | 6.54 | 6.62 | 4.02 | 6.66 | 8.29 | 3.91 | 4.47 | N | South | FC
CHICPK_7_UNIT 1 | Chicago Park Powerhouse | Sierra | 25.02 | 27.08 | 24.18 | 24.8 | 26.74 | 25.04 | 28.6 | 27.8 | 0 | 0 | 20.8 | 25.6 | Y | North | FC
CHILLS_1_SYCENG | Sycamore Energy 1 | San Diego-IV | 0.69 | 0.76 | 0.75 | 0.73 | 0.6 | 0.57 | 0.56 | 0.47 | 0.44 | 0.45 | 0.51 | 0.55 | N | South | FC
CHILLS_7_UNITA1 | Sycamore Energy 2 | San Diego-IV | 1.82 | 2 | 2 | 2 | 1.4 | 1.68 | 1.56 | 1.52 | 1.74 | 1.75 | 1.8 | 1.61 | Y | South | FC
CHINO_2_APEBT1 | Pomona Energy Storage | LA Basin | 20 | 20 | 20 | 20 | 20 | 20 | 20 | 20 | 20 | 20 | 20 | 20 | Y | South | FC
CHINO_2_JURUPA | Jurupa | LA Basin | 0 | 0 | 0 | 0 | 0 | 0 | 0 | 0 | 0 | 0 | 0 | 0 | N | South | EO
CHINO_2_QF | CHINO QFS | LA Basin | 0 | 0 | 0 | 0 | 0 | 0 | 0 | 0 | 0 | 0 | 0 | 0 | N | South | FC
CHINO_2_SASOLR | SS San Antonio West LLC | LA Basin | 0 | 0 | 0 | 0 | 0 | 0 | 0 | 0 | 0 | 0 | 0 | 0 | N | South | EO
CHINO_2_SOLAR | Chino RT Solar 1 | LA Basin | 0.04 | 0.03 | 0.18 | 0.15 | 0.16 | 0.31 | 0.39 | 0.27 | 0.14 | 0.02 | 0.02 | 0 | N | South | FC
CHINO_2_SOLAR2 | Kona Solar - Terra Francesca | LA Basin | 0 | 0 | 0 | 0 | 0 | 0 | 0 | 0 | 0 | 0 | 0 | 0 | N | South | EO
CHINO_6_CIMGEN | Chino Co-Generation | LA Basin | 26 | 26 | 26 | 26 | 26 | 26 | 26 | 26 | 26 | 26 | 26 | 26 | Y | South | FC
CHINO_7_MILIKN | MN Milliken Genco LLC | LA Basin | 1.29 | 1.2 | 1.49 | 1.48 | 1.36 | 1.24 | 1.25 | 1.19 | 1.21 | 1.27 | 1.41 | 1.32 | Y | South | FC
CHWCHL_1_BIOMAS | Chow II Biomass to Energy | Fresno | 8.99 | 9.71 | 10.03 | 9.48 | 8.57 | 9.57 | 9.82 | 9.33 | 10.01 | 9.23 | 9.59 | 9.91 | N | North | FC
CHWCHL_1_UNIT | CHOW 2 PEAKER PLANT | Fresno | 48 | 48 | 48 | 48 | 48 | 48 | 48 | 48 | 48 | 48 | 48 | 48 | Y | North | FC
CLOVDL_1_SOLAR | Cloverdale Solar I | NCNB | 0.06 | 0.05 | 0.27 | 0.23 | 0.24 | 0.47 | 0.59 | 0.41 | 0.21 | 0.03 | 0.03 | 0 | N | North | ID | 100% | 16DGD Waiting for Moraga-Castro Valley 230 kV Capacity Increase and possibly other
CLOVER_2_UNIT | Clover Creek | CAISO System | 0.77 | 0.77 | 0.86 | 0.91 | 0.75 | 0.54 | 0.37 | 0.22 | 0.13 | 0.16 | 0.16 | 0.41 | N | North | FC
CLRKRD_6_LIMESD | Lime Saddle Hydro | CAISO System | 0.2 | 0.2 | 0.19 | 0.38 | 0.28 | 0.34 | 0.39 | 0.4 | 0.43 | 0.46 | 0.23 | 0.21 | N | North | FC
CLRMTK_1_QF | SMALL QF AGGREGATION - OAKLAND | Bay Area | 0 | 0 | 0 | 0 | 0 | 0 | 0 | 0 | 0 | 0 | 0 | 0 | N | North | FC
CNTNLA_2_SOLAR1 | Centinela Solar Energy I | San Diego-IV | 5 | 3.75 | 22.5 | 18.75 | 20 | 38.75 | 48.75 | 33.75 | 17.5 | 2.5 | 2.5 | 0 | N | South | FC
CNTNLA_2_SOLAR2 | Centinels Solar Energy 2 | San Diego-IV | 1.82 | 1.37 | 8.21 | 6.84 | 7.3 | 14.14 | 17.78 | 12.31 | 6.38 | 0.91 | 0.91 | 0 | N | South | FC
CNTRVL_6_UNIT | Centerville | CAISO System | 0 | 0 | 0 | 0 | 0 | 0 | 0 | 0 | 0 | 0 | 0 | 0 | N | North | FC
COCOPP_2_CTG1 | Marsh Landing 1 | Bay Area | 202.49 | 202.49 | 200.6 | 197.53 | 196.71 | 192.92 | 191.45 | 192.29 | 193.74 | 197.14 | 200.73 | 202.03 | Y | North | FC
COCOPP_2_CTG2 | Marsh Landing 2 | Bay Area | 201.61 | 201.63 | 199.72 | 196.7 | 195.93 | 192.14 | 190.76 | 191.53 | 192.9 | 195.94 | 199.73 | 201.15 | Y | North | FC
COCOPP_2_CTG3 | Marsh Landing 3 | Bay Area | 201.2 | 201.2 | 199.3 | 196.28 | 195.58 | 191.4 | 190 | 190.77 | 192.21 | 195.74 | 199.32 | 200.73 | Y | North | FC
COCOPP_2_CTG4 | Marsh Landing 4 | Bay Area | 203.09 | 203.09 | 201.2 | 198.12 | 197.48 | 192.76 | 191.33 | 192.12 | 193.54 | 197.58 | 201.24 | 202.63 | Y | North | FC
COCOSB_6_SOLAR | Oakley Solar Project | Bay Area | 0 | 0 | 0 | 0 | 0 | 0 | 0 | 0 | 0 | 0 | 0 | 0 | N | North | EO
COGNAT_1_UNIT | Stockton Biomas | Stockton | 41.71 | 45 | 42.88 | 21.02 | 27.81 | 30.37 | 39.29 | 45 | 45 | 40.3 | 45 | 43.89 | N | North | FC
COLEMN_2_UNIT | Coleman | CAISO System | 6.3 | 6.4 | 8.81 | 8.93 | 8.94 | 6.33 | 3.71 | 1.67 | 4.37 | 4.24 | 3.77 | 3.19 | N | North | FC
COLGAT_7_UNIT 1 | Colgate Powerhouse Unit 1 | Sierra | 149.85 | 148.64 | 153.29 | 158.63 | 162.79 | 165.7 | 165.1 | 161.65 | 156.74 | 151.87 | 149.95 | 148.24 | Y | North | FC
COLGAT_7_UNIT 2 | Colgate Powerhouse Unit 2 | Sierra | 149.8 | 148.6 | 153.24 | 158.63 | 162.83 | 165.76 | 165.16 | 161.68 | 156.71 | 151.81 | 149.91 | 148.21 | Y | North | FC
COLTON_6_AGUAM1 | AGUA MANSA UNIT 1 (CITY OF COLTON) | LA Basin | 43 | 43 | 43 | 43 | 43 | 43 | 43 | 43 | 43 | 43 | 43 | 43 | Y | South | FC
COLUSA_2_PL1X3 | Colusa Generating Station | CAISO System | 624.88 | 618.9 | 619.21 | 618.9 | 618.9 | 603.46 | 595.31 | 596.62 | 610.72 | 618.9 | 618.9 | 619.43 | Y | North | FC
COLVIL_7_PL1X2 | COLLIERVILLE HYDRO UNIT 1 & 2 AGGREGATE | CAISO System | 246.86 | 246.86 | 246.86 | 246.86 | 246.86 | 246.86 | 246.86 | 246.86 | 246.86 | 246.86 | 246.86 | 246.86 | Y | North | FC
CONTRL_1_CASAD1 | Mammoth G1 | CAISO System | 7.29 | 7.26 | 6.92 | 6.78 | 6.22 | 5.34 | 5 | 5.05 | 5.81 | 6.18 | 7.06 | 7.3 | N | South | FC
CONTRL_1_CASAD2 | Mammoth G2 | CAISO System | 10.11 | 9.97 | 9.45 | 8.35 | 8.63 | 8.23 | 9.41 | 9.28 | 9.17 | 9.16 | 9.99 | 10.2 | Y | South | FC
CONTRL_1_CASAD3 | Mammoth G3 | CAISO System | 12.66 | 12.44 | 11.67 | 6.48 | 6.23 | 5.36 | 7.6 | 7.97 | 8.9 | 10.49 | 11.96 | 12.82 | N | South | FC
CONTRL_1_LUNDY | LUNDY | CAISO System | 0.74 | 0.97 | 1.5 | 1.33 | 2.11 | 2.63 | 2.48 | 2.44 | 1.68 | 0.85 | 0.64 | 0.61 | N | South | FC
CONTRL_1_OXBOW | Dixie Valley Geo | CAISO System | 58.33 | 57.64 | 54.65 | 48.88 | 50.83 | 49.78 | 53.81 | 54.05 | 53.72 | 54.22 | 58.44 | 59.28 | N | South | FC
CONTRL_1_POOLE | POOLE HYDRO PLANT 1 | CAISO System | 0.9 | 0.98 | 0.65 | 0.72 | 1.81 | 8.96 | 7.38 | 4.88 | 0.6 | 0.31 | 0.38 | 0.8 | Y | South | FC
CONTRL_1_QF | CONTROL QFS | CAISO System | 1.74 | 1.89 | 2.25 | 2.19 | 2.02 | 2.09 | 2.28 | 2.08 | 2.11 | 1.96 | 1.72 | 1.94 | N | South | FC
CONTRL_1_RUSHCK | RUSH CREEK | CAISO System | 0.82 | 3.02 | 5.17 | 0.82 | 0.43 | 9.45 | 9.55 | 2.42 | 1.02 | 1 | 1.82 | 0.8 | Y | South | FC
COPMT2_2_SOLAR2 | CMS2 | CAISO System | 6.2 | 4.65 | 27.9 | 23.25 | 24.8 | 48.05 | 60.45 | 41.85 | 21.7 | 3.1 | 3.1 | 0 | N | South | FC
COPMT4_2_SOLAR4 | Copper Mountain Solar 4 | CAISO System | 3.68 | 2.76 | 16.56 | 13.8 | 14.72 | 28.52 | 35.88 | 24.84 | 12.88 | 1.84 | 1.84 | 0 | N | South | ID | 100% | Waiting for Desert Area upgrades
COPMTN_2_CM10 | Copper Mountain 10 | CAISO System | 0.4 | 0.3 | 1.8 | 1.5 | 1.6 | 3.1 | 3.9 | 2.7 | 1.4 | 0.2 | 0.2 | 0 | N | South | PD | 7.25
COPMTN_2_SOLAR1 | Copper Mountain 48 | CAISO System | 1.92 | 1.44 | 8.64 | 7.2 | 7.68 | 14.88 | 16.5 | 12.96 | 6.72 | 0.96 | 0.96 | 0 | N | South | PD | 16.50
CORCAN_1_SOLAR1 | CID Solar | Fresno | 0.8 | 0.6 | 3.6 | 3 | 3.2 | 6.2 | 7.8 | 5.4 | 2.8 | 0.4 | 0.4 | 0 | N | North | FC | 100%
CORCAN_1_SOLAR2 | Corcoran City | Fresno | 0.44 | 0.33 | 1.98 | 1.65 | 1.76 | 3.41 | 4.29 | 2.97 | 1.54 | 0.22 | 0.22 | 0 | N | North | FC | 100%
CORONS_2_SOLAR | Master Development Corona | LA Basin | 0 | 0 | 0 | 0 | 0 | 0 | 0 | 0 | 0 | 0 | 0 | 0 | N | South | EO
CORONS_6_CLRWTR | Clearwater Power Plant | LA Basin | 28 | 28 | 28 | 28 | 28 | 28 | 28 | 28 | 28 | 28 | 28 | 28 | Y | South | FC
CORRAL_6_SJOAQN | Ameresco San Joaquin | CAISO System | 4.1 | 4.22 | 4.02 | 4.17 | 4.16 | 4.16 | 4.14 | 3.73 | 4.13 | 4.2 | 3.74 | 3.85 | N | North | FC
COTTLE_2_FRNKNH | Frankenheimer Power Plant | CAISO System | 0 | 0 | 0.48 | 2.51 | 2.41 | 2.54 | 2.76 | 2.9 | 2.06 | 0.03 | 0 | 0 | N | North | FC
COVERD_2_HCKHY1 | HATCHET CREEK | CAISO System | 3.2 | 3.85 | 5.42 | 5.95 | 4.6 | 1.64 | 0.1 | 0 | 0 | 0 | 0.36 | 0.91 | N | North | FC
COVERD_2_MCKHY1 | Montgomery Creek Hydro | CAISO System | 1.66 | 1.56 | 2.31 | 2.37 | 1.75 | 1.06 | 0.81 | 0.03 | 0 | 0 | 0.47 | 0.66 | N | North | FC
COVERD_2_QFUNTS | Cove Hydroelectric Project | CAISO System | 0.5 | 2.1 | 4 | 4.2 | 4 | 1.44 | 0.22 | 0 | 0 | 0 | 0 | 0.24 | Y | North | FC
COVERD_2_RCKHY1 | ROARING CREEK | CAISO System | 1.11 | 1.24 | 1.54 | 1.66 | 1.13 | 0.77 | 0.23 | 0 | 0 | 0 | 0.16 | 0.43 | N | North | FC
COWCRK_2_UNIT | Cow Creek Hydro | CAISO System | 1 | 0.88 | 0.76 | 1.15 | 0.68 | 0.64 | 0.44 | 0.17 | 0.13 | 0.23 | 0.46 | 0.75 | N | North | FC
CPSTNO_7_PRMADS | PRIMA DESCHECHA (CAPISTRANO) | San Diego-IV | 5.64 | 5.34 | 5.25 | 5.09 | 5.7 | 5.83 | 5.81 | 5.11 | 4.86 | 5.59 | 5.6 | 5.57 | N | South | FC
CPVERD_2_SOLAR | Campo Verde Solar | San Diego-IV | 5.56 | 4.17 | 25.02 | 20.85 | 22.24 | 43.09 | 54.21 | 37.53 | 19.46 | 2.78 | 2.78 | 0 | N | South | FC
CRELMN_6_RAMON1 | Ramona 1 | San Diego-IV | 0.08 | 0.06 | 0.36 | 0.3 | 0.32 | 0.62 | 0.78 | 0.54 | 0.28 | 0.04 | 0.04 | 0 | N | South | FC
CRELMN_6_RAMON2 | Ramona 2 | San Diego-IV | 0.2 | 0.15 | 0.9 | 0.75 | 0.8 | 1.55 | 1.95 | 1.35 | 0.7 | 0.1 | 0.1 | 0 | N | South | FC
CRELMN_6_RAMSR3 | Ramona Solar Energy | San Diego-IV | 0.14 | 0.1 | 0.62 | 0.52 | 0.55 | 1.07 | 1.34 | 0.94 | 0.48 | 0.07 | 0.07 | 0 | N | South | PD | 80%
CRESSY_1_PARKER | PARKER POWERHOUSE | Fresno | 0 | 0 | 0.14 | 0.53 | 1.14 | 1.01 | 0.92 | 0.99 | 0.95 | 0.41 | 0 | 0 | N | North | FC
CRESTA_7_PL1X2 | CRESTA PH UNIT 1 & 2 AGGREGATE | Sierra | 41.2 | 42 | 57.2 | 52.4 | 56 | 40.4 | 48.84 | 52.4 | 45.6 | 28 | 24 | 32 | Y | North | FC
CRNEVL_6_CRNVA | Crane Valley | Fresno | 0.11 | 0.05 | 0.29 | 0.15 | 0.16 | 0.2 | 0 | 0 | 0.3 | 0.34 | 0.38 | 0.05 | N | North | FC
CRNEVL_6_SJQN 2 | SAN JOAQUIN 2 | Fresno | 0.25 | 0.12 | 0.15 | 0.29 | 0.23 | 0.43 | 0 | 0.01 | 0.43 | 0.52 | 0.63 | 0.18 | N | North | FC
CRNEVL_6_SJQN 3 | SAN JOAQUIN 3 | Fresno | 0.35 | 0.22 | 0 | 0 | 0 | 0 | 0 | 0 | 0 | 0 | 0 | 0 | N | North | FC
CROKET_7_UNIT | CROCKETT COGEN | Bay Area | 179.41 | 168.16 | 133.91 | 97.35 | 106.24 | 212.64 | 194.76 | 208.83 | 181.48 | 144.59 | 156.21 | 217.32 | N | North | FC
CRSTWD_6_KUMYAY | Kumeyaay Wind Farm | San Diego-IV | 7 | 6 | 14 | 12.5 | 12.5 | 16.5 | 11.5 | 10.5 | 7.5 | 4 | 6 | 6.5 | N | South | FC
CRWCKS_1_SOLAR1 | Crow Creek Solar 1 | Stockton | 0 | 0 | 0 | 0 | 0 | 0 | 0 | 0 | 0 | 0 | 0 | 0 | N | North | EO
CSCCOG_1_UNIT 1 | SANTA CLARA CO-GEN | Bay Area | 6 | 6 | 6 | 6 | 6 | 6 | 6 | 6 | 6 | 6 | 6 | 6 | Y | North | FC
CSCGNR_1_UNIT 1 | GIANERA PEAKER UNIT 1 | Bay Area | 24 | 24 | 24 | 24 | 24 | 24 | 24 | 24 | 24 | 24 | 24 | 24 | Y | North | FC
CSCGNR_1_UNIT 2 | GIANERA PEAKER UNIT 2 | Bay Area | 24 | 24 | 24 | 24 | 24 | 24 | 24 | 24 | 24 | 24 | 24 | 24 | Y | North | FC
CSLR4S_2_SOLAR | Csolar IV South | San Diego-IV | 5.2 | 3.9 | 23.4 | 19.5 | 20.8 | 40.3 | 50.7 | 35.1 | 18.2 | 2.6 | 2.6 | 0 | N | South | FC
CSTOGA_6_LNDFIL | Clover Flat Land Fill Gas | NCNB | 0 | 0 | 0 | 0 | 0 | 0 | 0 | 0 | 0 | 0 | 0 | 0 | N | North | EO
CSTRVL_7_PL1X2 | Marina Land Fill Gas | CAISO System | 4.13 | 3.51 | 3.69 | 4.01 | 3.63 | 3.95 | 4.16 | 4.14 | 4.17 | 3.86 | 3.98 | 3.73 | Y | North | FC
CSTRVL_7_QFUNTS | Castroville QF Aggregate | CAISO System | 0.11 | 0.11 | 0.14 | 0.11 | 0.1 | 0.08 | 0.07 | 0.07 | 0.05 | 0.06 | 0.05 | 0.07 | N | North | FC
CTNWDP_1_QF | SMALL QF AGGREGATION - BURNEY | CAISO System | 0.01 | 0.01 | 0.01 | 0.02 | 0.01 | 0.02 | 0.02 | 0.01 | 0.01 | 0.02 | 0.02 | 0.02 | N | North | FC
CUMBIA_1_SOLAR | Columbia Solar Energy II | Bay Area | 0.76 | 0.57 | 3.42 | 2.85 | 3.04 | 5.89 | 7.41 | 5.13 | 2.66 | 0.38 | 0.38 | 0 | N | North | FC
CUMMNG_6_SUNCT1 | SunSelect 1 | CAISO System | 3.33 | 3.39 | 3.04 | 3.01 | 3.34 | 3.54 | 3.53 | 3.56 | 3.4 | 3.16 | 3.38 | 3.45 | Y | South | FC
CURTIS_1_CANLCK | Canal Creek Powerhouse | Fresno | 0 | 0 | 0 | 0 | 0 | 0 | 0 | 0 | 0 | 0 | 0 | 0 | N | North | FC
CURTIS_1_FARFLD | Fairfield Powerhouse | Fresno | 0 | 0 | 0 | 0 | 0.14 | 0.55 | 0.79 | 0.53 | 0.18 | 0 | 0 | 0 | N | North | FC
CUYAMS_6_CUYSR1 | Cuyama Solar | CAISO System | 1.6 | 1.2 | 7.2 | 6 | 6.4 | 12.4 | 15.6 | 10.8 | 5.6 | 0.8 | 0.8 | 0 | N | North | FC
DAIRLD_1_MD1SL1 | Madera 1 | Fresno | 0 | 0 | 0 | 0 | 0 | 0 | 0 | 0 | 0 | 0 | 0 | 0 | N | North | EO
DAIRLD_1_MD2BM1 | Madera Digester Genset 2 | Fresno | 0 | 0 | 0 | 0 | 0 | 0 | 0 | 0 | 0 | 0 | 0 | 0 | N | North | EO
DAVIS_1_SOLAR1 | Grasslands 3 | Sierra | 0 | 0 | 0 | 0 | 0 | 0 | 0 | 0 | 0 | 0 | 0 | 0 | N | North | EO
DAVIS_1_SOLAR2 | Grasslands 4 | Sierra | 0 | 0 | 0 | 0 | 0 | 0 | 0 | 0 | 0 | 0 | 0 | 0 | N | North | EO
DAVIS_7_MNMETH | MM Yolo Power LLC | Sierra | 1.85 | 1.93 | 2.12 | 2.46 | 2.33 | 2.19 | 1.94 | 1.75 | 1.77 | 1.72 | 1.62 | 1.89 | N | North | FC
DEADCK_1_UNIT | DEADCK_1_UNIT | Sierra | 0.74 | 1.02 | 1.12 | 0.88 | 0.24 | 0.26 | 0.1 | 0.02 | 0 | 0.01 | 0.01 | 0.08 | N | North | FC
DEERCR_6_UNIT 1 | DEER CREEK | Sierra | 1.21 | 1.19 | 0.84 | 0.15 | 2.13 | 3.2 | 3.3 | 3.18 | 2.95 | 2.22 | 1.49 | 1.51 | N | North | FC
DELAMO_2_SOLAR1 | Golden Springs Building H | LA Basin | 0.06 | 0.05 | 0.27 | 0.23 | 0.24 | 0.47 | 0.59 | 0.41 | 0.21 | 0.03 | 0.03 | 0 | N | South | FC
DELAMO_2_SOLAR2 | Golden Springs Building M | LA Basin | 0.07 | 0.05 | 0.32 | 0.26 | 0.28 | 0.54 | 0.68 | 0.47 | 0.25 | 0.04 | 0.04 | 0 | N | South | FC
DELAMO_2_SOLAR3 | Golden Springs Building G | LA Basin | 0.05 | 0.04 | 0.23 | 0.19 | 0.2 | 0.39 | 0.49 | 0.34 | 0.18 | 0.03 | 0.03 | 0 | N | South | FC
DELAMO_2_SOLAR4 | Golden Springs Building F | LA Basin | 0.05 | 0.04 | 0.23 | 0.2 | 0.21 | 0.4 | 0.51 | 0.35 | 0.18 | 0.03 | 0.03 | 0 | N | South | FC
DELAMO_2_SOLAR5 | Golden Springs Building L | LA Basin | 0.04 | 0.03 | 0.18 | 0.15 | 0.16 | 0.31 | 0.39 | 0.27 | 0.14 | 0.02 | 0.02 | 0 | N | South | FC
DELAMO_2_SOLAR6 | Freeway Springs | LA Basin | 0.08 | 0.06 | 0.36 | 0.3 | 0.32 | 0.62 | 0.78 | 0.54 | 0.28 | 0.04 | 0.04 | 0 | N | South | FC
DELAMO_2_SOLRC1 | Golden Springs Building C1 | LA Basin | 0 | 0 | 0 | 0 | 0 | 0 | 0 | 0 | 0 | 0 | 0 | 0 | N | South | EO
DELAMO_2_SOLRD | Golden Solar Building D | LA Basin | 0 | 0 | 0 | 0 | 0 | 0 | 0 | 0 | 0 | 0 | 0 | 0 | N | South | EO
DELSUR_6_BSOLAR | Central Antelope Dry Ranch B | Big Creek-Ventura | 0.12 | 0.09 | 0.54 | 0.45 | 0.48 | 0.93 | 1.17 | 0.81 | 0.42 | 0.06 | 0.06 | 0 | N | South | FC
DELSUR_6_CREST | Delsur Aggregate Solar Resources | Big Creek-Ventura | 0 | 0 | 0 | 0 | 0 | 0 | 0 | 0 | 0 | 0 | 0 | 0 | N | South | EO
DELSUR_6_DRYFRB | Dry Farm Ranch B | Big Creek-Ventura | 0.2 | 0.15 | 0.9 | 0.75 | 0.8 | 1.55 | 1.95 | 1.35 | 0.7 | 0.1 | 0.1 | 0 | N | South | FC
DELSUR_6_SOLAR1 | Summer Solar North | Big Creek-Ventura | 0.26 | 0.2 | 1.17 | 0.98 | 1.04 | 2.02 | 2.54 | 1.76 | 0.91 | 0.13 | 0.13 | 0 | N | South | FC
DELSUR_6_SOLAR4 | Radiance Solar 4 | Big Creek-Ventura | 0 | 0 | 0 | 0 | 0 | 0 | 0 | 0 | 0 | 0 | 0 | 0 | N | South | EO
DELSUR_6_SOLAR5 | Radiance Solar 5 | Big Creek-Ventura | 0 | 0 | 0 | 0 | 0 | 0 | 0 | 0 | 0 | 0 | 0 | 0 | N | South | EO
DELTA_2_PL1X4 | DELTA ENERGY CENTER AGGREGATE | Bay Area | 861.29 | 861.29 | 855 | 845 | 850 | 840 | 833 | 833 | 833 | 850 | 865 | 876.29 | Y | North | FC
DEVERS_1_SEPV05 | SEPV 5 | LA Basin | 0 | 0 | 0 | 0 | 0 | 0 | 0 | 0 | 0 | 0 | 0 | 0 | N | South | EO
DEVERS_1_SOLAR | Cascade Solar | LA Basin | 0 | 0 | 0 | 0 | 0 | 0 | 0 | 0 | 0 | 0 | 0 | 0 | N | South | EO
DEVERS_1_SOLAR1 | SEPV8 | LA Basin | 0 | 0 | 0 | 0 | 0 | 0 | 0 | 0 | 0 | 0 | 0 | 0 | N | South | EO
DEVERS_1_SOLAR2 | SEPV9 | LA Basin | 0 | 0 | 0 | 0 | 0 | 0 | 0 | 0 | 0 | 0 | 0 | 0 | N | South | EO
DEVERS_2_CS2SR4 | Caliente Solar 2 | LA Basin | 0 | 0 | 0 | 0 | 0 | 0 | 0 | 0 | 0 | 0 | 0 | 0 | N | South | EO
DEVERS_2_DHSPG2 | Desert Hot Springs 2 | LA Basin | 0 | 0 | 0 | 0 | 0 | 0 | 0 | 0 | 0 | 0 | 0 | 0 | N | South | EO
DEXZEL_1_UNIT | Western Power and Steam Cogeneration | Kern | 17.46 | 17.55 | 17.41 | 12.17 | 17.38 | 17.13 | 17.47 | 16.95 | 17.41 | 16.77 | 14.86 | 13.39 | N | North | FC
DIABLO_7_UNIT 1 | Diablo Canyon Unit 1 | CAISO System | 1140 | 1140 | 1140 | 1140 | 1140 | 1140 | 1140 | 1140 | 1140 | 1140 | 1140 | 1140 | N | North | FC
DIABLO_7_UNIT 2 | Diablo Canyon Unit 2 | CAISO System | 1140 | 1140 | 1140 | 1140 | 1140 | 1140 | 1140 | 1140 | 1140 | 1140 | 1140 | 1140 | N | North | FC
DISCOV_1_CHEVRN | CHEVRON USA (EASTRIDGE) | Kern | 1.79 | 2.44 | 2.84 | 3.55 | 3.01 | 3.77 | 2.94 | 2.69 | 3.43 | 2.74 | 1.8 | 2.38 | N | North | FC
DIXNLD_1_LNDFL | Zero Waste Energy | Bay Area | 0.52 | 0.64 | 0.65 | 0.63 | 0.67 | 0.6 | 0.62 | 0.7 | 0.72 | 0.68 | 0.35 | 0.28 | N | North | FC
DMDVLY_1_UNITS | DIAMOND VALLEY LAKE PUMP-GEN PLANT | LA Basin | 0 | 0.51 | 0.82 | 0 | 0 | 0 | 0 | 1.99 | 0 | 0 | 0 | 0 | N | South | FC
DONNLS_7_UNIT | Donnells Hydro | Stockton | 65.95 | 66.32 | 67.86 | 65.21 | 70.1 | 72 | 72 | 72 | 72 | 70.02 | 67.92 | 66.81 | Y | North | FC
DOSMGO_2_NSPIN | DOSMGO_2_NSPIN | CAISO System | 16 | 15.97 | 16 | 15.99 | 16 | 15.99 | 16 | 16 | 15.99 | 14.4 | 15.99 | 16 | Y | North | FC
DOUBLC_1_UNITS | DOUBLE "C" LIMITED | Kern | 51.48 | 51.44 | 51 | 50.38 | 50.2 | 49.54 | 49.38 | 49.5 | 50.03 | 50.43 | 51.14 | 51.68 | Y | North | FC
DRACKR_2_DS3SR3 | Dracker Solar Unit 3 | CAISO System | 5 | 3.75 | 22.5 | 18.75 | 20 | 38.75 | 48.75 | 0 | 0 | 0 | 0 | 0 | N | South | FC |  | DRACKR_2_DS3SR3 will become EO when BESS becomes FC. Monthly values already pre-adjusted to 0% for Aug-Dec.
DRACKR_2_DS4SR4 | Dracker Solar Unit 4 | CAISO System | 2.5 | 1.88 | 11.25 | 9.38 | 10 | 19.38 | 24.38 | 16.88 | 8.75 | 1.25 | 1.25 | 0 | N | South | FC
DRACKR_2_DSUBT2 | Dracker Solar Unit 2 BESS | CAISO System | JUN: 115; JUL: 115; AUG: 115; SEP: 115; OCT: 115; NOV: 115; DEC: 115 | Y | South | FC
DRACKR_2_SOLAR1 | Dracker Solar Unit 1 | CAISO System | 4.4 | 3.3 | 19.8 | 16.5 | 17.6 | 34.1 | 42.9 | 29.7 | 15.4 | 2.2 | 2.2 | 0 | N | South | FC
DRACKR_2_SOLAR2 | Dracker Solar Unit 2 | CAISO System | 5 | 3.75 | 22.5 | 18.75 | 20 | 0 | 0 | 0 | 0 | 0 | 0 | 0 | N | South | FC |  | DRACKR_2_SOLAR2 will become EO when BESS becomes FC. Monthly values already pre-adjusted to 0 MW for June-Dec.
DREWS_6_PL1X4 | Drews Generating Plant | LA Basin | 36 | 36 | 36 | 36 | 36 | 36 | 36 | 36 | 36 | 36 | 36 | 36 | Y | South | FC
DRUM_7_PL1X2 | Drum PH 1 Units 1 & 2 Aggregate | Sierra | 0 | 0 | 0 | 0 | 0 | 0 | 10.4 | 10.4 | 0 | 0 | 0 | 9.6 | Y | North | FC
DRUM_7_PL3X4 | Drum PH 1 Units 3 & 4 Aggregate | Sierra | 10.4 | 0 | 0 | 12.8 | 12.8 | 12.8 | 12.8 | 12.8 | 0 | 0 | 0 | 12.8 | Y | North | FC
DRUM_7_UNIT 5 | DRUM PH 2 UNIT 5 | Sierra | 39.6 | 45.2 | 46.2 | 39.6 | 39.6 | 39.6 | 48.95 | 47.74 | 0 | 0 | 34.48 | 39.6 | Y | North | FC
DSABLA_7_UNIT | De Sabla Hydro | CAISO System | 5.51 | 5.45 | 3.9 | 1.74 | 7.78 | 7.32 | 10.42 | 6.1 | 3.95 | 2.94 | 3.55 | 6.28 | N | North | FC
DSFLWR_2_WS2SR1 | Willow Springs 2 | CAISO System | 4 | 3 | 18 | 15 | 16 | 31 | 39 | 27 | 14 | 2 | 2 | 0 | N | South | FC
DSRTHV_2_DH1SR1 | Desert Harvest | CAISO System | 3.2 | 2.4 | 14.4 | 12 | 12.8 | 24.8 | 31.2 | 21.6 | 11.2 | 1.6 | 1.6 | 0 | N | South | ID | 100%
DSRTHV_2_DH2SR2 | Desert Harvest 2 | CAISO System | 2.8 | 2.1 | 12.6 | 10.5 | 11.2 | 21.7 | 27.3 | 18.9 | 9.8 | 1.4 | 1.4 | 0 | N | South | ID | 100%
DSRTSL_2_SOLAR1 | Desert Stateline | CAISO System | 11.85 | 8.89 | 53.31 | 44.43 | 47.39 | 91.82 | 115.51 | 79.97 | 41.47 | 5.92 | 5.92 | 0 | N | South | FC
DSRTSN_2_SOLAR1 | Desert Sunlight 300 | CAISO System | 12 | 9 | 54 | 45 | 48 | 93 | 117 | 81 | 42 | 6 | 6 | 0 | N | South | FC
DSRTSN_2_SOLAR2 | Desert Sunlight 250 | CAISO System | 10 | 7.5 | 45 | 37.5 | 40 | 77.5 | 97.5 | 67.5 | 35 | 5 | 5 | 0 | N | South | FC
DTCHWD_2_BT3WND | Brookfield Tehachapi 3 | CAISO System | 0.63 | 0.54 | 1.26 | 1.13 | 1.13 | 1.49 | 1.04 | 0.95 | 0.68 | 0.36 | 0.54 | 0.59 | N | South | FC
DTCHWD_2_BT4WND | Brookfield Tehachapi 4 | CAISO System | 0.91 | 0.78 | 1.83 | 1.63 | 1.63 | 2.15 | 1.5 | 1.37 | 0.98 | 0.52 | 0.78 | 0.85 | N | South | FC
DUANE_1_PL1X3 | DONALD VON RAESFELD POWER PROJECT | Bay Area | 147.8 | 147.8 | 147.8 | 147.8 | 143.5 | 143.5 | 143.5 | 143.5 | 143.5 | 147.8 | 147.8 | 147.8 | Y | North | FC
DUTCH1_7_UNIT 1 | DUTCH FLAT 1 PH | Sierra | 18.6 | 17.6 | 0 | 17.6 | 17.52 | 17.6 | 19.6 | 20.32 | 0.48 | 6.8 | 16.8 | 18 | Y | North | FC
DUTCH2_7_UNIT 1 | DUTCH FLAT 2 PH | Sierra | 0 | 16 | 17.52 | 16.72 | 15.2 | 15.2 | 15.44 | 15.21 | 0 | 0 | 0 | 15.28 | Y | North | FC
DVLCYN_1_UNITS | DEVIL CANYON HYDRO UNITS 1-4 AGGREGATE | LA Basin | 32.07 | 75.38 | 104.07 | 134.15 | 150.41 | 165.17 | 172.63 | 181.47 | 186.01 | 182.6 | 172.79 | 156.99 | Y | South | FC
EASTWD_7_UNIT | EASTWOOD PUMP-GEN | Big Creek-Ventura | 199 | 199 | 199 | 199 | 199 | 199 | 199 | 199 | 199 | 199 | 199 | 199 | Y | South | FC
EDMONS_2_NSPIN | EDMONS_2_NSPIN | Big Creek-Ventura | 236 | 236 | 236 | 236 | 236 | 236 | 236 | 236 | 236 | 236 | 236 | 236 | Y | South | FC
EEKTMN_6_SOLAR1 | EE K Solar 1 | Fresno | 0 | 0 | 0 | 0 | 0 | 0 | 0 | 0 | 0 | 0 | 0 | 0 | N | North | EO
ELCAJN_6_EB1BT1 | Eastern BESS 1 | San Diego-IV | 7.5 | 7.5 | 7.5 | 7.5 | 7.5 | 7.5 | 7.5 | 7.5 | 7.5 | 7.5 | 7.5 | 7.5 | Y | South | FC
ELCAJN_6_LM6K | El Cajon Energy Center | San Diego-IV | 48.1 | 48.1 | 48.1 | 48.1 | 48.1 | 48.1 | 48.1 | 48.1 | 48.1 | 48.1 | 48.1 | 48.1 | Y | South | FC
ELCAJN_6_UNITA1 | Cuyamaca Peak Energy Plant | San Diego-IV | 45.42 | 45.42 | 45.42 | 45.42 | 45.42 | 45.42 | 45.42 | 45.42 | 45.42 | 45.42 | 45.42 | 45.42 | Y | South | FC
ELCAP_1_SOLAR | 2097 Helton | Fresno | 0 | 0 | 0 | 0 | 0 | 0 | 0 | 0 | 0 | 0 | 0 | 0 | N | North | EO
ELDORO_7_UNIT 1 | El Dorado Unit 1 | Sierra | 5.54 | 3.81 | 5.84 | 7.01 | 6.55 | 8.42 | 5.94 | 3.32 | 3.99 | 0.89 | 3.24 | 4.38 | N | North | FC
ELDORO_7_UNIT 2 | El Dorado Unit 2 | Sierra | 5.82 | 4.31 | 5.72 | 7.18 | 6.81 | 8.47 | 5.82 | 4.57 | 5.53 | 0.89 | 3.36 | 4 | N | North | FC
ELECTR_7_PL1X3 | ELECTRA PH UNIT 1 & 2 AGGREGATE | CAISO System | 49.36 | 47.52 | 52.76 | 48.78 | 61.44 | 62.2 | 57.8 | 51.4 | 53.8 | 49 | 49.4 | 55.36 | Y | North | FC
ELKCRK_6_STONYG | STONEY GORGE HYDRO AGGREGATE | CAISO System | 1.8 | 2.4 | 2.7 | 2.2 | 1.6 | 1.7 | 2.2 | 2 | 1.4 | 0.4 | 0.1 | 0.9 | Y | North | FC
ELKHIL_2_PL1X3 | ELK HILLS COMBINED CYCLE (AGGREGATE) | CAISO System | 380 | 380 | 380 | 380 | 380 | 380 | 380 | 380 | 380 | 380 | 380 | 380 | Y | North | FC
ELLIS_2_QF | ELLIS QFS | LA Basin | 0.01 | 0 | 0.03 | 0.05 | 0.03 | 0.09 | 0.13 | 0.17 | 0.36 | 0.34 | 0.34 | 0.34 | N | South | FC
ELNIDP_6_BIOMAS | El Nido Biomass to Energy | Fresno | 9.6 | 9.95 | 10.26 | 9.01 | 8.54 | 9.63 | 9.95 | 10.05 | 9.44 | 5.41 | 6.85 | 6.99 | N | North | FC | 96%
ELSEGN_2_UN1011 | El Segundo Energy Center 5/6 | LA Basin | 263 | 263 | 263 | 263 | 263 | 263 | 263 | 263 | 263 | 263 | 263 | 263 | Y | South | FC
ELSEGN_2_UN2021 | El Segundo Energy Center 7/8 | LA Basin | 263.68 | 263.68 | 263.68 | 263.68 | 263.68 | 263.68 | 263.68 | 263.68 | 263.68 | 263.68 | 263.68 | 263.68 | Y | South | FC
ENERSJ_2_WIND | ESJ Wind Energy | San Diego-IV | 21.71 | 18.61 | 43.43 | 38.78 | 38.78 | 51.18 | 35.67 | 32.57 | 23.27 | 12.41 | 18.61 | 20.16 | N | South | FC
ENWIND_2_WIND1 | Cameron Ridge | CAISO System | 6.59 | 5.65 | 13.19 | 11.78 | 11.78 | 15.54 | 10.83 | 9.89 | 7.07 | 3.77 | 5.65 | 6.12 | N | South | FC
ENWIND_2_WIND2 | Ridgetop I | CAISO System | 5.35 | 4.59 | 10.71 | 9.56 | 9.56 | 12.62 | 8.8 | 8.03 | 5.74 | 3.06 | 4.59 | 4.97 | N | South | FC
ESCNDO_6_EB1BT1 | Escondido BESS 1 | San Diego-IV | 10 | 10 | 10 | 10 | 10 | 10 | 10 | 10 | 10 | 10 | 10 | 10 | Y | South | FC
ESCNDO_6_EB2BT2 | Escondido BESS 2 | San Diego-IV | 10 | 10 | 10 | 10 | 10 | 10 | 10 | 10 | 10 | 10 | 10 | 10 | Y | South | FC
ESCNDO_6_EB3BT3 | Escondido BESS 3 | San Diego-IV | 10 | 10 | 10 | 10 | 10 | 10 | 10 | 10 | 10 | 10 | 10 | 10 | Y | South | FC
ESCNDO_6_PL1X2 | MMC Escondido Aggregate | San Diego-IV | 48.71 | 48.71 | 48.71 | 48.71 | 48.71 | 48.71 | 48.71 | 48.71 | 48.71 | 48.71 | 48.71 | 48.71 | Y | South | FC
ESCNDO_6_UNITB1 | CalPeak Power Enterprise Unit 1 | San Diego-IV | 48.04 | 48.04 | 48.04 | 48.04 | 48.04 | 48.04 | 48.04 | 48.04 | 48.04 | 48.04 | 48.04 | 48.04 | Y | South | FC
ESCO_6_GLMQF | Goal Line Cogen | San Diego-IV | 49.9 | 49.9 | 49.9 | 49.9 | 49.9 | 49.9 | 49.9 | 49.9 | 49.9 | 49.9 | 49.9 | 49.9 | Y | North | FC
ESQUON_6_LNDFIL | Neal Road Landfill Generating Facility | CAISO System | 0 | 0 | 0 | 0 | 0 | 0 | 0 | 0 | 0 | 0 | 0 | 0 | N | North | EO
ETIWND_2_CHMPNE | Champagne | LA Basin | 0 | 0 | 0 | 0 | 0 | 0 | 0 | 0 | 0 | 0 | 0 | 0 | N | South | EO
ETIWND_2_FONTNA | FONTANALYTLE CREEK POWERHOUSE P | LA Basin | 0.5 | 0.62 | 0.8 | 0.98 | 0.81 | 0.58 | 0.48 | 0.48 | 0.53 | 0.3 | 0.51 | 0.69 | N | South | FC
ETIWND_2_RTS010 | SPVP010 Fontana RT Solar | LA Basin | 0.06 | 0.05 | 0.27 | 0.23 | 0.24 | 0.47 | 0.59 | 0.41 | 0.21 | 0.03 | 0.03 | 0 | N | South | FC
ETIWND_2_RTS015 | SPVP015 | LA Basin | 0.12 | 0.09 | 0.54 | 0.45 | 0.48 | 0.93 | 1.17 | 0.81 | 0.42 | 0.06 | 0.06 | 0 | N | South | FC
ETIWND_2_RTS017 | SPVP017 | LA Basin | 0.14 | 0.11 | 0.63 | 0.53 | 0.56 | 1.09 | 1.37 | 0.95 | 0.49 | 0.07 | 0.07 | 0 | N | South | FC
ETIWND_2_RTS018 | SPVP018 Fontana RT Solar | LA Basin | 0.06 | 0.05 | 0.27 | 0.23 | 0.24 | 0.47 | 0.59 | 0.41 | 0.21 | 0.03 | 0.03 | 0 | N | South | FC
ETIWND_2_RTS023 | SPVP023 Fontana RT Solar | LA Basin | 0.1 | 0.08 | 0.45 | 0.38 | 0.4 | 0.78 | 0.98 | 0.68 | 0.35 | 0.05 | 0.05 | 0 | N | South | FC
ETIWND_2_RTS026 | SPVP026 | LA Basin | 0.24 | 0.18 | 1.08 | 0.9 | 0.96 | 1.86 | 2.34 | 1.62 | 0.84 | 0.12 | 0.12 | 0 | N | South | FC
ETIWND_2_RTS027 | SPVP027 | LA Basin | 0.08 | 0.06 | 0.36 | 0.3 | 0.32 | 0.62 | 0.78 | 0.54 | 0.28 | 0.04 | 0.04 | 0 | N | South | FC
ETIWND_2_SOLAR1 | Dedeaux Ontario | LA Basin | 0.04 | 0.03 | 0.18 | 0.15 | 0.16 | 0.31 | 0.39 | 0.27 | 0.14 | 0.02 | 0.02 | 0 | N | South | FC
ETIWND_2_SOLAR2 | Rochester | LA Basin | 0 | 0 | 0 | 0 | 0 | 0 | 0 | 0 | 0 | 0 | 0 | 0 | N | South | EO
ETIWND_2_SOLAR5 | Dulles | LA Basin | 0 | 0 | 0 | 0 | 0 | 0 | 0 | 0 | 0 | 0 | 0 | 0 | N | South | EO
ETIWND_2_UNIT1 | ETIWND_2_UNIT1 | LA Basin | 6.09 | 6.11 | 6.14 | 5.04 | 5.67 | 5.91 | 4.67 | 5.05 | 4.7 | 3.9 | 5.64 | 6.22 | N | South | FC
ETIWND_6_GRPLND | Grapeland Peaker | LA Basin | 47.39 | 47.39 | 47.39 | 47.39 | 47.39 | 47.39 | 47.39 | 47.39 | 47.39 | 47.39 | 47.39 | 47.39 | Y | South | FC
ETIWND_6_MWDETI | ETIWANDA RECOVERY HYDRO | LA Basin | 0 | 0 | 0 | 3.48 | 4.04 | 5.85 | 10.13 | 10.74 | 7.29 | 7.85 | 13.82 | 12.79 | N | South | FC
EXCHEC_7_UNIT 1 | EXCHEQUER HYDRO | Fresno | 90.72 | 90.72 | 90.72 | 90.72 | 90.72 | 90.72 | 90.72 | 90.72 | 90.72 | 90.72 | 90.72 | 90.72 | Y | North | FC | 96%
EXCLSG_1_SOLAR | Excelsior Solar | Fresno | 2.4 | 1.8 | 10.8 | 9 | 9.6 | 18.6 | 23.4 | 16.2 | 8.4 | 1.2 | 1.2 | 0 | N | North | FC | 100%
FAIRHV_6_UNIT | FAIRHAVEN POWER CO. | Humboldt | 3.21 | 2.57 | 2.7 | 1.95 | 5.93 | 3.88 | 6.83 | 5.7 | 7.85 | 6.58 | 7.86 | 6.1 | N | North | FC
FELLOW_7_QFUNTS | Fellow QF Aggregate | CAISO System | 1.68 | 1.18 | 1.14 | 1.53 | 1.23 | 1.31 | 1.15 | 0.94 | 1.12 | 1.52 | 1.5 | 1.68 | N | North | FC
FLOWD2_2_FPLWND | DIABLO WINDS | CAISO System | 2.52 | 2.16 | 5.04 | 4.5 | 4.5 | 5.94 | 4.14 | 3.78 | 2.7 | 1.44 | 2.16 | 2.34 | N | North | FC
FLOWD_2_RT2WD2 | Ridgetop 2 | CAISO System | 3.83 | 3.29 | 7.67 | 6.85 | 6.85 | 9.04 | 6.3 | 5.75 | 4.11 | 2.19 | 3.29 | 3.56 | N | South | FC
FLOWD_2_WIND1 | Cameron Ridge 2 | CAISO System | 1.67 | 1.43 | 3.33 | 2.98 | 2.98 | 3.93 | 2.74 | 2.5 | 1.79 | 0.95 | 1.43 | 1.55 | N | South | FC
FMEADO_6_HELLHL | FMEADO_6_HELLHL | Sierra | 0.2 | 0.29 | 0.27 | 0.32 | 0.37 | 0.35 | 0.47 | 0.45 | 0.37 | 0.44 | 0.35 | 0.24 | N | North | FC
FMEADO_7_UNIT | FRENCH MEADOWS HYDRO | Sierra | 16 | 16 | 16 | 16 | 16 | 16 | 16 | 16 | 16 | 16 | 16 | 16 | Y | North | FC
FORBST_7_UNIT 1 | FORBESTOWN HYDRO | Sierra | 31 | 30 | 30 | 37.44 | 30 | 32.4 | 30 | 36 | 30 | 30 | 30 | 37.5 | Y | North | FC
FORKBU_6_UNIT | HYPOWER, INC. (FORKS OF BUTTE) | CAISO System | 7.69 | 10.35 | 12.8 | 13.61 | 9.93 | 5.19 | 1.47 | 0.27 | 0.4 | 0.44 | 2.07 | 1.95 | N | North | FC
FRESHW_1_SOLAR1 | Corcoran 3 | Fresno | 0 | 0 | 0 | 0 | 0 | 0 | 0 | 0 | 0 | 0 | 0 | 0 | N | North | EO
FRIANT_6_UNITS | FRIANT DAM | Fresno | 6.36 | 9.3 | 8.87 | 13.55 | 18.14 | 24.15 | 25 | 19.82 | 11.89 | 8.76 | 3.04 | 0.85 | N | North | FC
FRITO_1_LAY | FRITO-LAY | CAISO System | 0.09 | 0.08 | 0.07 | 0.07 | 0.08 | 0.09 | 0.06 | 0.08 | 0.08 | 0.09 | 0.09 | 0.17 | N | North | FC
FRNTBW_6_SOLAR1 | Frontier Solar | CAISO System | 0.8 | 0.6 | 3.6 | 3 | 3.2 | 6.2 | 7.8 | 5.4 | 2.8 | 0.4 | 0.4 | 0 | N | North | FC
FROGTN_1_UTICAA | Angels Powerhouse | Stockton | 0.75 | 0.84 | 1.01 | 0.94 | 0.92 | 0.86 | 0.82 | 0.79 | 0.72 | 0.69 | 0.26 | 0.64 | N | North | FC
FROGTN_1_UTICAM | Murphys Powerhouse | Stockton | 1.71 | 1.86 | 2.43 | 2.28 | 2.3 | 2.3 | 2.22 | 2.12 | 2.17 | 1.84 | 0.84 | 1.44 | N | North | FC
FTSWRD_6_TRFORK | Three Forks Water Power Project | Humboldt | 0.83 | 0.9 | 0.94 | 1.02 | 0.74 | 0.5 | 0.27 | 0.14 | 0.09 | 0.11 | 0.25 | 0.35 | N | North | PD | 80%
FTSWRD_7_QFUNTS | FTSWRD_7_QFUNTS | Humboldt | 0.01 | 0.01 | 0.01 | 0.01 | 0.01 | 0 | 0 | 0 | 0 | 0 | 0 | 0 | N | North | FC
FULTON_1_QF | SMALL QF AGGREGATION - ZENIA | NCNB | 0.14 | 0.12 | 0.15 | 0.17 | 0.19 | 0.15 | 0.12 | 0.08 | 0.07 | 0.07 | 0.09 | 0.13 | N | North | FC
GALE_1_SR3SR3 | Sunray 3 | CAISO System | 0.55 | 0.41 | 2.48 | 2.07 | 2.21 | 4.28 | 5.38 | 3.73 | 1.93 | 0.28 | 0.28 | 0 | N | South | FC
GANSO_1_WSTBM1 | Weststar Dairy Biogas | CAISO System | 0 | 0 | 0 | 0 | 0 | 0 | 0 | 0 | 0 | 0 | 0 | 0 | N | North | EO
GARLND_2_GASLR | Garland B | CAISO System | 7.2 | 5.4 | 32.4 | 27 | 28.8 | 55.8 | 70.2 | 48.6 | 25.2 | 3.6 | 3.6 | 0 | N | South | FC
GARLND_2_GASLRA | Garland A | CAISO System | 0.8 | 0.6 | 3.6 | 3 | 3.2 | 6.2 | 7.8 | 5.4 | 2.8 | 0.4 | 0.4 | 0 | N | South | FC
GARNET_1_SOLAR | North Palm Springs 4A | LA Basin | 0 | 0 | 0 | 0 | 0 | 0 | 0 | 0 | 0 | 0 | 0 | 0 | N | South | EO
GARNET_1_SOLAR2 | Garnet Solar Power Generation Station 1 | LA Basin | 0.16 | 0.12 | 0.72 | 0.6 | 0.64 | 1.24 | 1.56 | 1.08 | 0.56 | 0.08 | 0.08 | 0 | N | South | ID | 100% | Waiting for: West of Devers (WOD) upgrades
GARNET_1_UNITS | GARNET GREEN POWER PROJECT AGGREGATE | LA Basin | 2.31 | 1.98 | 4.62 | 4.13 | 4.13 | 5.45 | 3.8 | 3.47 | 2.48 | 1.32 | 1.98 | 2.15 | N | South | FC
GARNET_1_WIND | GARNET WIND ENERGY CENTER | LA Basin | 0.91 | 0.78 | 1.82 | 1.63 | 1.63 | 2.15 | 1.5 | 1.37 | 0.98 | 0.52 | 0.78 | 0.85 | N | South | FC
GARNET_1_WINDS | Garnet Winds Aggregation | LA Basin | 3.15 | 2.7 | 6.3 | 5.63 | 5.63 | 7.43 | 5.18 | 4.73 | 3.38 | 1.8 | 2.7 | 2.93 | N | South | FC
GARNET_1_WT3WND | Wagner Wind | LA Basin | 0 | 0 | 0 | 0 | 0 | 0 | 0 | 0 | 0 | 0 | 0 | 0 | N | South | EO
GARNET_2_COAWD2 | Coachella 2 | LA Basin |  |  |  |  | 2.7 | 3.56 | 2.48 | 2.27 | 1.62 | 0.86 | 1.3 | 1.4 | N | South | FC
GARNET_2_DIFWD1 | Difwind | LA Basin | 1.1 | 0.95 | 2.21 | 1.97 | 1.97 | 2.6 | 1.81 | 1.65 | 1.18 | 0.63 | 0.95 | 1.02 | N | South | FC
GARNET_2_HYDRO | Whitewater Hydro | LA Basin | 0.41 | 0.17 | 0.1 | 0.5 | 0.77 | 0.91 | 0.79 | 0.81 | 0.77 | 0.54 | 0.27 | 0.35 | N | South | FC
GARNET_2_WIND1 | Phoenix | LA Basin | 1.57 | 1.34 | 3.14 | 2.8 | 2.8 | 3.7 | 2.58 | 2.35 | 1.68 | 0.9 | 1.34 | 1.46 | N | South | FC
GARNET_2_WIND2 | Karen Avenue Wind Farm | LA Basin | 1.64 | 1.4 | 3.28 | 2.93 | 2.93 | 3.86 | 2.69 | 2.46 | 1.76 | 0.94 | 1.4 | 1.52 | N | South | FC
GARNET_2_WIND3 | San Gorgonio East | LA Basin | 1.76 | 1.51 | 3.53 | 3.15 | 3.15 | 4.16 | 2.9 | 2.65 | 1.89 | 1.01 | 1.51 | 1.64 | N | South | FC
GARNET_2_WIND4 | Windustries | LA Basin | 1.37 | 1.18 | 2.74 | 2.45 | 2.45 | 3.23 | 2.25 | 2.06 | 1.47 | 0.78 | 1.18 | 1.27 | N | South | FC
GARNET_2_WIND5 | Eastwind | LA Basin | 0.42 | 0.36 | 0.84 | 0.75 | 0.75 | 0.99 | 0.69 | 0.63 | 0.45 | 0.24 | 0.36 | 0.39 | N | South | FC
GARNET_2_WPMWD6 | WINTEC PALM | LA Basin | 0.83 | 0.71 | 1.66 | 1.48 | 1.48 | 1.96 | 1.36 | 1.25 | 0.89 | 0.47 | 0.71 | 0.77 | N | South | FC
GASKW1_2_GW1SR1 | Gaskell West 1 | CAISO System | 0.8 | 0.6 | 3.6 | 3 | 3.2 | 6.2 | 7.8 | 5.4 | 2.8 | 0.4 | 0.4 | 0 | N | South | FC
GATES_2_SOLAR | Gates Solar Station | CAISO System | 0.8 | 0.6 | 3.6 | 3 | 3.2 | 6.2 | 7.8 | 5.4 | 2.8 | 0.4 | 0.4 | 0 | N | North | FC
GATES_2_WSOLAR | West Gates Solar Station | CAISO System | 0.4 | 0.3 | 1.8 | 1.5 | 1.6 | 3.1 | 3.9 | 2.7 | 1.4 | 0.2 | 0.2 | 0 | N | North | FC
GATEWY_2_GESBT1 | Gateway Energy Stroage | San Diego-IV | 50 | 50 | 50 | 50 | 50 | 50 | 62.5 | 62.5 | 62.5 | 62.5 | 62.5 | 62.5 | Y | South | ID | 100% | C8 - Waiting for Remedial Action Scheme
GATWAY_2_PL1X3 | GATEWAY GENERATING STATION | Bay Area | 561.46 | 560.77 | 553.75 | 568.05 | 540.41 | 529.18 | 521.17 | 522.57 | 533.14 | 535.38 | 554.24 | 560.71 | Y | North | FC
GENESI_2_STG | Genesis Station | CAISO System | 10 | 7.5 | 45 | 37.5 | 40 | 77.5 | 97.5 | 67.5 | 35 | 5 | 5 | 0 | N | South | FC
GEYS11_7_UNIT11 | GEYSERS UNIT 11 (HEALDSBURG) | NCNB | 68 | 68 | 68 | 68 | 68 | 68 | 68 | 68 | 68 | 68 | 68 | 68 | Y | North | FC
GEYS12_7_UNIT12 | GEYSERS UNIT 12 (HEALDSBURG) | NCNB | 50 | 50 | 50 | 50 | 50 | 50 | 50 | 50 | 50 | 50 | 50 | 50 | Y | North | FC
GEYS13_7_UNIT13 | GEYSERS UNIT 13 (HEALDSBURG) | NCNB | 56 | 56 | 56 | 56 | 56 | 56 | 56 | 56 | 56 | 56 | 56 | 56 | Y | North | FC
GEYS14_7_UNIT14 | GEYSERS UNIT 14 (HEALDSBURG) | NCNB | 50 | 50 | 50 | 50 | 50 | 50 | 50 | 50 | 50 | 50 | 50 | 50 | Y | North | FC
GEYS16_7_UNIT16 | GEYSERS UNIT 16 (HEALDSBURG) | NCNB | 49 | 49 | 49 | 49 | 49 | 49 | 49 | 49 | 49 | 49 | 49 | 49 | Y | North | FC
GEYS17_2_BOTRCK | Bottle Rock Geothermal | NCNB | 0 | 0 | 0 | 0 | 0 | 0 | 0 | 0 | 0 | 0 | 0 | 0 | N | North | EO
GEYS17_7_UNIT17 | GEYSERS UNIT 17 (HEALDSBURG) | NCNB | 56 | 56 | 56 | 56 | 56 | 56 | 56 | 56 | 56 | 56 | 56 | 56 | Y | North | FC
GEYS18_7_UNIT18 | GEYSERS UNIT 18 (HEALDSBURG) | NCNB | 45 | 45 | 45 | 45 | 45 | 45 | 45 | 45 | 45 | 45 | 45 | 45 | Y | North | FC
GEYS20_7_UNIT20 | GEYSERS UNIT 20 (HEALDSBURG) | NCNB | 40 | 40 | 40 | 40 | 40 | 40 | 40 | 40 | 40 | 40 | 40 | 40 | Y | North | FC
GIFENS_6_BUGSL1 | Burford Giffen | Fresno | 0.8 | 0.6 | 3.6 | 3 | 3.2 | 6.2 | 7.8 | 5.4 | 2.8 | 0.4 | 0.4 | 0 | N | North | FC | 100%
GIFFEN_6_SOLAR | Giffen Solar Station | Fresno | 0.4 | 0.3 | 1.8 | 1.5 | 1.6 | 3.1 | 3.9 | 2.7 | 1.4 | 0.2 | 0.2 | 0 | N | North | FC | 100%
GIFFEN_6_SOLAR1 | Aspiration Solar G | Fresno | 0 | 0 | 0 | 0 | 0 | 0 | 0 | 0 | 0 | 0 | 0 | 0 | N | North | EO
GILROY_1_UNIT | GILROY COGEN AGGREGATE | Bay Area | 120 | 120 | 120 | 120 | 115 | 115 | 115 | 115 | 115 | 120 | 120 | 120 | Y | North | FC
GILRPP_1_PL1X2 | GILROY ENERGY CENTER UNITS 1&2 AGGREGATE | Bay Area | 95.2 | 95.2 | 95.2 | 95.2 | 95.2 | 95.2 | 95.2 | 95.2 | 95.2 | 95.2 | 95.2 | 95.2 | Y | North | FC
GILRPP_1_PL3X4 | GILROY ENERGY CENTER, UNIT #3 | Bay Area | 46.2 | 46.2 | 46.2 | 46.2 | 46.2 | 46.2 | 46.2 | 46.2 | 46.2 | 46.2 | 46.2 | 46.2 | Y | North | FC
GLDFGR_6_SOLAR1 | Portal Ridge B | Big Creek-Ventura | 0.8 | 0.6 | 3.6 | 3 | 3.2 | 6.2 | 7.8 | 5.4 | 2.8 | 0.4 | 0.4 | 0 | N | South | FC
GLDFGR_6_SOLAR2 | Portal Ridge C | Big Creek-Ventura | 0.46 | 0.34 | 2.05 | 1.71 | 1.82 | 3.53 | 4.45 | 3.08 | 1.6 | 0.23 | 0.23 | 0 | N | South | FC
GLDTWN_6_COLUM3 | Columbia 3 | CAISO System | 0.4 | 0.3 | 1.8 | 1.5 | 1.6 | 3.1 | 3.9 | 2.7 | 1.4 | 0.2 | 0.2 | 0 | N | South | FC
GLDTWN_6_SOLAR | Rio Grande | CAISO System | 0.2 | 0.15 | 0.9 | 0.75 | 0.8 | 1.55 | 1.95 | 1.35 | 0.7 | 0.1 | 0.1 | 0 | N | South | FC
GLNARM_2_UNIT 5 | Glenarm Turbine 5 | LA Basin | 65 | 65 | 65 | 65 | 65 | 65 | 65 | 65 | 65 | 65 | 65 | 65 | Y | South | PD | 65.00
GLNARM_7_UNIT 1 | GLEN ARM UNIT 1 | LA Basin | 22.07 | 22.07 | 22.07 | 22.07 | 22.07 | 22.07 | 22.07 | 22.07 | 22.07 | 22.07 | 22.07 | 22.07 | Y | South | FC
GLNARM_7_UNIT 2 | GLEN ARM UNIT 2 | LA Basin | 22.3 | 22.3 | 22.3 | 22.3 | 22.3 | 22.3 | 22.3 | 22.3 | 22.3 | 22.3 | 22.3 | 22.3 | Y | South | FC
GLNARM_7_UNIT 3 | GLEN ARM UNIT 3 | LA Basin | 44.83 | 44.83 | 44.83 | 44.83 | 44.83 | 44.83 | 44.83 | 44.83 | 44.83 | 44.83 | 44.83 | 44.83 | Y | South | FC
GLNARM_7_UNIT 4 | GLEN ARM UNIT 4 | LA Basin | 42.42 | 42.42 | 42.42 | 42.42 | 42.42 | 42.42 | 42.42 | 42.42 | 42.42 | 42.42 | 42.42 | 42.42 | Y | South | FC
GLOW_6_SOLAR | Antelope Power Plant | Big Creek-Ventura | 0 | 0 | 0 | 0 | 0 | 0 | 0 | 0 | 0 | 0 | 0 | 0 | N | South | EO
GOLETA_2_QF | GOLETA QFS | Big Creek-Ventura | 0.01 | 0.01 | 0.02 | 0.05 | 0.03 | 0.06 | 0.08 | 0.06 | 0.08 | 0.08 | 0.04 | 0.01 | N | South | FC
GOLETA_2_VALBT1 | Vallecito Energy Storage | Big Creek-Ventura |  |  |  | 10 | 10 | 10 | 10 | 10 | 10 | 10 | 10 | 10 | Y | South | FC
GOLETA_6_ELLWOD | ELLWOOD ENERGY SUPPORT FACILITY | Big Creek-Ventura | 54 | 54 | 54 | 54 | 54 | 54 | 54 | 54 | 54 | 54 | 54 | 54 | Y | South | FC
GOLETA_6_EXGEN | EXXON COMPANY USA | Big Creek-Ventura | 0 | 0 | 0 | 0 | 0 | 0 | 0 | 0 | 0 | 0 | 0 | 0 | N | South | FC
GOLETA_6_TAJIGS | GOLETA_6_TAJIGS | Big Creek-Ventura | 2.84 | 2.82 | 2.53 | 2.84 | 2.84 | 2.84 | 2.84 | 2.84 | 2.84 | 2.84 | 2.84 | 2.84 | N | South | FC
GONZLS_6_UNIT | Johnson Canyon Landfill | CAISO System | 1.3 | 1.39 | 1.12 | 1.19 | 1.29 | 1.35 | 1.37 | 1.31 | 1.33 | 1.18 | 1.36 | 1.33 | N | North | FC
GOOSLK_1_SOLAR1 | Goose Lake | CAISO System | 0.48 | 0.36 | 2.16 | 1.8 | 1.92 | 3.72 | 4.68 | 3.24 | 1.68 | 0.24 | 0.24 | 0 | N | North | FC
GRIDLY_6_SOLAR | GRIDLEY MAIN TWO | Sierra | 0 | 0 | 0 | 0 | 0 | 0 | 0 | 0 | 0 | 0 | 0 | 0 | N | North | EO
GRIZLY_1_UNIT 1 | GRIZZLY HYDRO | CAISO System | 20 | 20 | 20 | 20 | 20 | 20 | 20 | 20 | 20 | 20 | 20 | 20 | Y | North | FC
GRNLF2_1_UNIT | GREENLEAF II COGEN | Sierra | 49.2 | 49.2 | 49.2 | 49.2 | 49.2 | 49.2 | 49.2 | 49.2 | 49.2 | 49.2 | 49.2 | 49.2 | Y | North | FC
GRNVLY_7_SCLAND | SANTA CRUZ LANDFILL GENERATING PLANT | CAISO System | 2.77 | 2.72 | 2.77 | 2.68 | 2.73 | 2.55 | 2.48 | 2.64 | 2.59 | 2.53 | 2.67 | 2.83 | N | North | FC
GRSCRK_6_BGCKWW | BIG CREEK WATER WORKS - CEDAR FLAT | Humboldt | 1.71 | 2.15 | 2.65 | 3.04 | 1.98 | 0.19 | 0 | 0 | 0 | 0 | 0 | 0 | N | North | FC
GRZZLY_1_BERKLY | Berkeley Cogeneration | Bay Area | 8.05 | 8.37 | 7.31 | 3.21 | 7.34 | 8.11 | 6.84 | 0.61 | 0.22 | 0.32 | 0.58 | 0.83 | N | North | FC
GUERNS_6_HD3BM3 | Hanford Digester Genset 3 | Fresno |  |  |  | 0 | 0 | 0 | 0 | 0 | 0 | 0 | 0 | 0 | Y | North | EO
GUERNS_6_SOLAR | Guernsey Solar Station | Fresno | 0.8 | 0.6 | 3.6 | 3 | 3.2 | 6.2 | 7.8 | 5.4 | 2.8 | 0.4 | 0.4 | 0 | N | North | FC | 100%
GUERNS_6_VH2BM1 | Hanford Digester Genset 2 | Fresno |  |  |  | 0 | 0 | 0 | 0 | 0 | 0 | 0 | 0 | 0 | Y | North | EO
GWFPWR_1_UNITS | Hanford Peaker Plant | Fresno | 97.32 | 97.3 | 96.83 | 95.01 | 93.15 | 91.4 | 89.64 | 90.15 | 92.32 | 96.67 | 96.98 | 97.44 | Y | North | FC
GYS5X6_7_UNITS | GEYSERS UNITS 5 & 6 AGGREGATE | NCNB | 85 | 85 | 85 | 85 | 85 | 85 | 85 | 85 | 85 | 85 | 85 | 85 | Y | North | FC
GYS7X8_7_UNITS | GEYSERS UNITS 7 & 8 AGGREGATE | NCNB | 76 | 76 | 76 | 76 | 76 | 76 | 76 | 76 | 76 | 76 | 76 | 76 | Y | North | FC
GYSRVL_7_WSPRNG | Warm Springs Hydro | NCNB | 0.55 | 0.37 | 0.38 | 0.04 | 0 | 0 | 0 | 0 | 0 | 0.1 | 0.64 | 0.89 | N | North | FC
HAASPH_7_PL1X2 | HAAS PH UNIT 1 & 2 AGGREGATE | Fresno | 115.2 | 115.2 | 115.2 | 115.2 | 129.6 | 139.2 | 144 | 144 | 129.6 | 115.2 | 57.6 | 57.6 | Y | North | FC
HALSEY_6_UNIT | HALSEY HYDRO | Sierra | 2.21 | 3.86 | 3.07 | 5.04 | 5.14 | 5.44 | 6.16 | 6.13 | 4.5 | 0 | 0 | 1.7 | Y | North | FC
HARBGN_7_UNITS | HARBOR COGEN COMBINED CYCLE | LA Basin | 100 | 100 | 100 | 100 | 100 | 100 | 100 | 100 | 100 | 100 | 100 | 100 | Y | South | FC
HARDWK_6_STWBM1 | Still Water Ranch Dairy | Fresno |  |  |  | 0 | 0 | 0 | 0 | 0 | 0 | 0 | 0 | 0 | Y | North | EO
HATCR1_7_UNIT | Hat Creek #1 | CAISO System | 3.84 | 3.94 | 4.69 | 4.68 | 3.87 | 4.08 | 3.65 | 3.46 | 2.25 | 2.52 | 4.31 | 4.4 | N | North | FC
HATCR2_7_UNIT | Hat Creek #2 | CAISO System | 4.67 | 4.94 | 5.23 | 4.62 | 4.98 | 5.04 | 4.55 | 4.61 | 4.1 | 4.75 | 5.21 | 5.16 | N | North | FC
HATLOS_6_BWDHY1 | Bidwell Ditch | CAISO System | 1.3 | 1.34 | 1.48 | 1.45 | 0.94 | 0.92 | 0.85 | 0.86 | 1.02 | 1.26 | 1.35 | 1.33 | N | North | FC
HATLOS_6_LSCRK | Lost Creek 1 & 2 Hydro Conversion | CAISO System | 0.9 | 1.08 | 1.1 | 1.04 | 0.92 | 0.95 | 0.94 | 0.94 | 0.94 | 0.94 | 0.93 | 0.91 | N | North | FC
HATRDG_2_WIND | Hatchet Ridge Wind Farm | CAISO System | 14.28 | 12.24 | 28.56 | 25.5 | 25.5 | 33.66 | 23.46 | 21.42 | 15.3 | 8.16 | 12.24 | 13.26 | N | North | FC
HAYPRS_6_HAYHD1 | Haypress Lower | Sierra | JUN: 2.72; JUL: 0.69; AUG: 0.04; SEP: 0; OCT: 0; NOV: 0.14; DEC: 0.07 | N | North | FC
HAYPRS_6_HAYHD2 | Haypress Middle | Sierra | JUN: 2.72; JUL: 0.69; AUG: 0.04; SEP: 0; OCT: 0; NOV: 0.14; DEC: 0.07 | N | North | FC
HAYPRS_6_QFUNTS | HAYPRESS HYDRO QF UNITS | Sierra | 0.78 | 0.36 | 2.2 | 6.63 | 8.02 | 5.44 | 1.39 | 0.09 | 0 | 0 | 0.29 | 0.13 | N | North | FC
HELMPG_7_UNIT 1 | HELMS PUMP-GEN UNIT 1 | Fresno | 407 | 407 | 407 | 407 | 407 | 407 | 407 | 407 | 407 | 407 | 407 | 407 | Y | North | FC
HELMPG_7_UNIT 2 | HELMS PUMP-GEN UNIT 2 | Fresno | 407 | 407 | 407 | 407 | 407 | 407 | 407 | 407 | 407 | 407 | 407 | 407 | Y | North | FC
HELMPG_7_UNIT 3 | HELMS PUMP-GEN UNIT 3 | Fresno | 404 | 404 | 404 | 404 | 404 | 404 | 404 | 404 | 404 | 404 | 404 | 404 | Y | North | FC
HENRTA_6_SOLAR1 | Lemoore 1 | Fresno | 0.06 | 0.05 | 0.27 | 0.23 | 0.24 | 0.47 | 0.59 | 0.41 | 0.21 | 0.03 | 0.03 | 0 | N | North | ID | 100% | 18DGD Waiting for Bellota-Warnerville 230 kV reconductoring, Gates #13 500/230 kV transformer, Reconductor Los Banos-Padre Flat-Panoche 230 kV and many other
HENRTA_6_SOLAR2 | Westside Solar Power PV1 | Fresno | 0 | 0 | 0 | 0 | 0 | 0 | 0 | 0 | 0 | 0 | 0 | 0 | N | North | EO
HENRTA_6_UNITA1 | GWF HENRIETTA PEAKER PLANT UNIT 1 | Fresno | 48.34 | 48.4 | 47.99 | 47.19 | 46.46 | 45.4 | 44.53 | 44.78 | 45.85 | 47.24 | 48.5 | 48.42 | Y | North | FC
HENRTA_6_UNITA2 | GWF HENRIETTA PEAKER PLANT UNIT 2 | Fresno | 48.23 | 48.29 | 47.89 | 47.11 | 46.35 | 45.3 | 44.43 | 44.68 | 45.75 | 47.15 | 48.42 | 48.31 | Y | North | FC
HENRTS_1_SOLAR | Henrietta Solar Project | Fresno | 4 | 3 | 18 | 15 | 16 | 31 | 39 | 27 | 14 | 2 | 2 | 0 | N | North | FC
HIDSRT_2_UNITS | HIGH DESERT POWER PROJECT AGGREGATE | CAISO System | 830 | 830 | 830 | 830 | 830 | 830 | 830 | 773 | 786 | 798 | 798 | 800 | Y | South | FC |  | HIDSRT_2_UNITS monthly values already pre-adjusted for Aug-Dec to allow FC status fo new solar/BESS. (Limited to maximum 850 MW.)
HIGGNS_1_COMBIE | Combie South | Sierra | 1.2 | 0.93 | 1.32 | 1.35 | 1.36 | 0.92 | 0.64 | 0.35 | 0.03 | 0 | 0.61 | 0.85 | N | North | FC
HIGGNS_7_QFUNTS | HIGGNS_7_QFUNTS | Sierra | 0.2 | 0.21 | 0.28 | 0.26 | 0.27 | 0.26 | 0.25 | 0.25 | 0.23 | 0.04 | 0.08 | 0.17 | N | North | FC
HILAND_7_YOLOWD | CLEAR LAKE UNIT 1 | NCNB | 0 | 0 | 0 | 0 | 0 | 0 | 0 | 0 | 0 | 0 | 0 | 0 | N | North | EO
HINSON_6_CARBGN | BP WILMINGTON CALCINER | LA Basin | 27.07 | 19.01 | 24.52 | 28.01 | 24.93 | 29.75 | 27.31 | 29.64 | 25.86 | 26.4 | 27.58 | 28.25 | N | South | FC
HINSON_6_LBECH1 | Long Beach Unit 1 | LA Basin | 63 | 63 | 63 | 63 | 63 | 63 | 63 | 63 | 63 | 63 | 63 | 63 | Y | South | FC
HINSON_6_LBECH2 | Long Beach Unit 2 | LA Basin | 63 | 63 | 63 | 63 | 63 | 63 | 63 | 63 | 63 | 63 | 63 | 63 | Y | South | FC
HINSON_6_LBECH3 | Long Beach Unit 3 | LA Basin | 63 | 63 | 63 | 63 | 63 | 63 | 63 | 63 | 63 | 63 | 63 | 63 | Y | South | FC
HINSON_6_LBECH4 | Long Beach Unit 4 | LA Basin | 63 | 63 | 63 | 63 | 63 | 63 | 63 | 63 | 63 | 63 | 63 | 63 | Y | South | FC
HINSON_6_SERRGN | Southeast Resource Recovery | LA Basin | 34 | 34 | 34 | 34 | 34 | 34 | 34 | 34 | 34 | 34 | 34 | 34 | Y | South | FC
HMLTBR_6_UNITS | HAMILTON BRANCH PH (AGGREGATE) | CAISO System | 0.45 | 0.43 | 0.52 | 0.98 | 0.81 | 0.54 | 0.28 | 0.33 | 0.53 | 0.26 | 0.28 | 0.37 | N | North | FC
HNTGBH_2_PL1X3 | Huntington Beach Energy | LA Basin | 673.8 | 673.8 | 673.8 | 673.8 | 673.8 | 673.8 | 673.8 | 673.8 | 673.8 | 673.8 | 673.8 | 673.8 | Y | South | FC
HNTGBH_7_UNIT 2 | HUNTINGTON BEACH GEN STA. UNIT 2 | LA Basin | 225.8 | 225.8 | 225.8 | 225.8 | 225.8 | 225.8 | 225.8 | 226.84 | 226.84 | 226.84 | 226.84 | 226.84 | Y | South | FC
HOLGAT_1_BORAX | U.S. Borax, Unit 1 | CAISO System | 10.36 | 10.61 | 9.94 | 3.46 | 10.52 | 8.26 | 7.66 | 6.79 | 6.02 | 7.86 | 9.09 | 11.03 | N | South | FC
HOLSTR_1_SOLAR | San Benito Smart Park | CAISO System | 0 | 0 | 0 | 0 | 0 | 0 | 0 | 0 | 0 | 0 | 0 | 0 | N | North | EO
HOLSTR_1_SOLAR2 | Hollister Solar | CAISO System | 0.06 | 0.05 | 0.27 | 0.23 | 0.24 | 0.47 | 0.59 | 0.41 | 0.21 | 0.03 | 0.03 | 0 | N | North | FC
HUMBPP_1_UNITS3 | Humboldt Bay Generating Station 3 | Humboldt | 65.08 | 65.08 | 65.08 | 65.08 | 65.08 | 65.08 | 65.08 | 65.08 | 65.08 | 65.08 | 65.08 | 65.08 | Y | North | FC
HUMBPP_6_UNITS | Humboldt Bay Generating Station 1 | Humboldt | 97.62 | 97.62 | 97.62 | 97.62 | 97.62 | 97.62 | 97.62 | 97.62 | 97.62 | 97.62 | 97.62 | 97.62 | Y | North | FC
HUMBSB_1_QF | SMALL QF AGGREGATION - TRINITY | Humboldt | 0 | 0 | 0 | 0 | 0 | 0 | 0 | 0 | 0 | 0 | 0 | 0 | N | North | FC
HURON_6_SOLAR | Huron Solar Station | Fresno | 0.8 | 0.6 | 3.6 | 3 | 3.2 | 6.2 | 7.8 | 5.4 | 2.8 | 0.4 | 0.4 | 0 | N | North | FC
HYTTHM_2_UNITS | HYATT-THERMALITO PUMP-GEN (AGGREGATE) | CAISO System | 135.16 | 140.53 | 95.69 | 138.21 | 245.54 | 366.05 | 865.72 | 749.04 | 407.03 | 245.31 | 224.87 | 177.94 | Y | North | FC
IGNACO_1_QF | SMALL QF AGGREGATION - VALLEJO/DINSMORE | NCNB | 0.01 | 0.01 | 0.03 | 0.02 | 0.02 | 0.02 | 0.01 | 0 | 0.01 | 0 | 0 | 0 | N | North | FC
INDIGO_1_UNIT 1 | INDIGO PEAKER UNIT 1 | LA Basin | 44 | 44 | 44 | 44 | 45 | 45 | 45 | 45 | 45 | 45 | 45 | 45 | Y | South | FC
INDIGO_1_UNIT 2 | INDIGO PEAKER UNIT 2 | LA Basin | 44.53 | 44.53 | 44.53 | 44.53 | 45 | 45 | 45 | 45 | 45 | 45 | 45 | 45 | Y | South | FC
INDIGO_1_UNIT 3 | INDIGO PEAKER UNIT 3 | LA Basin | 43.69 | 43.69 | 43.69 | 43.69 | 45 | 45 | 45 | 45 | 45 | 45 | 45 | 45 | Y | South | FC
INDVLY_1_UNITS | Indian Valley Hydro | NCNB | 0.6 | 0.65 | 0 | 0.23 | 1.05 | 1.96 | 1.56 | 1.57 | 1.58 | 0.13 | 0 | 0 | N | North | FC
INSKIP_2_UNIT | INSKIP HYDRO | CAISO System | 0.67 | 0.45 | 0.43 | 0.38 | 0.36 | 0.38 | 0.41 | 0.77 | 0.81 | 0.24 | 0 | 0 | N | North | FC
INTKEP_2_UNITS | CCSF Hetch_Hetchy Hydro Aggregate | CAISO System | 307 | 307 | 307 | 307 | 307 | 307 | 307 | 307 | 239 | 300 | 307 | 307 | Y | North | FC
IVANPA_1_UNIT1 | Ivanpah 1 | CAISO System | 5.04 | 3.78 | 22.68 | 18.9 | 20.16 | 39.06 | 49.14 | 34.02 | 17.64 | 2.52 | 2.52 | 0 | N | South | FC
IVANPA_1_UNIT2 | Ivanpah 2 | CAISO System | 5.32 | 3.99 | 23.94 | 19.95 | 21.28 | 41.23 | 51.87 | 35.91 | 18.62 | 2.66 | 2.66 | 0 | N | South | FC
IVANPA_1_UNIT3 | Ivanpah 3 | CAISO System | 5.32 | 3.99 | 23.94 | 19.95 | 21.28 | 41.23 | 51.87 | 35.91 | 18.62 | 2.66 | 2.66 | 0 | N | South | FC
IVSLR2_2_SM2SR1 | Silver Ridge Mount Signal 2 | San Diego-IV | 6 | 4.5 | 27 | 22.5 | 24 | 46.5 | 58.5 | 40.5 | 21 | 3 | 3 | 0 | N | South | FC
IVSLRP_2_SOLAR1 | Silver Ridge Mount Signal | San Diego-IV | 8 | 6 | 36 | 30 | 32 | 62 | 78 | 54 | 28 | 4 | 4 | 0 | N | South | FC
IVWEST_2_SOLAR1 | Imperial Valley West ( Q # 608) | San Diego-IV | 6 | 4.5 | 27 | 22.5 | 24 | 46.5 | 58.5 | 40.5 | 21 | 3 | 3 | 0 | N | South | FC
JACMSR_1_JACSR1 | Jacumba Solar Farm | San Diego-IV | 0.8 | 0.6 | 3.6 | 3 | 3.2 | 6.2 | 7.8 | 5.4 | 2.8 | 0.4 | 0.4 | 0 | N | South | ID | 100% | Waiting for: Desert Area upgrades
JAWBNE_2_NSRWND | North Sky River Wind Project | CAISO System | 22.4 | 19.2 | 44.8 | 40 | 40 | 52.8 | 36.8 | 33.6 | 24 | 12.8 | 19.2 | 20.8 | N | South | FC
JAWBNE_2_SRWND | Sky River | CAISO System | 10.78 | 9.24 | 21.56 | 19.25 | 19.25 | 25.41 | 17.71 | 16.17 | 11.55 | 6.16 | 9.24 | 10.01 | N | South | FC
JAYNE_6_WLSLR | Westlands Solar Farm PV 1 | Fresno | 0 | 0 | 0 | 0 | 0 | 0 | 0 | 0 | 0 | 0 | 0 | 0 | N | North | EO
KANSAS_6_SOLAR | RE Kansas South | Fresno | 0 | 0 | 0 | 0 | 0 | 0 | 0 | 0 | 0 | 0 | 0 | 0 | N | North | EO
KEKAWK_6_UNIT | STS HYDROPOWER LTD. (KEKAWAKA) | Humboldt | 2.17 | 1.64 | 2.83 | 2.38 | 0.33 | 0 | 0 | 0 | 0 | 0 | 0.04 | 0.06 | N | North | FC
KELSO_2_UNITS | Mariposa Energy | Bay Area | 198.03 | 198.03 | 198.03 | 198.03 | 194.59 | 192.24 | 194.59 | 192.27 | 193.09 | 194.91 | 196.93 | 198.03 | Y | North | FC
KELYRG_6_UNIT | KELLY RIDGE HYDRO | Sierra | 8.4 | 8.16 | 8.16 | 8.16 | 8.24 | 8.16 | 8.32 | 10.44 | 8.4 | 0 | 8 | 8.4 | Y | North | FC
KERKH1_7_UNIT 1 | KERKHOFF PH 1 UNIT #1 | Fresno | 0 | 0 | 0 | 0 | 0 | 7.6 | 0 | 0 | 0 | 0 | 0 | 0 | Y | North | FC
KERKH1_7_UNIT 3 | KERKHOFF PH 1 UNIT #3 | Fresno | 0 | 0 | 0 | 0 | 0 | 0 | 0 | 0 | 0 | 0 | 0 | 0 | Y | North | FC
KERKH2_7_UNIT 1 | KERKHOFF PH 2 UNIT #1 | Fresno | 32 | 32 | 36 | 73.6 | 112.9 | 113.4 | 111.2 | 84 | 75 | 0 | 0 | 8 | Y | North | FC
KERMAN_6_SOLAR1 | Fresno Solar South | Fresno | 0 | 0 | 0 | 0 | 0 | 0 | 0 | 0 | 0 | 0 | 0 | 0 | N | North | EO
KERMAN_6_SOLAR2 | Fresno Solar West | Fresno | 0 | 0 | 0 | 0 | 0 | 0 | 0 | 0 | 0 | 0 | 0 | 0 | N | North | EO
KERNFT_1_UNITS | KERN FRONT LIMITED | Kern | 50.98 | 51.06 | 50.61 | 50.11 | 49.94 | 49.28 | 48.68 | 48.6 | 49.11 | 49.74 | 50.56 | 51.02 | Y | North | FC
KERNRG_1_UNITS | South Belridge Cogen Facility | CAISO System | 0.41 | 0.33 | 0.34 | 0.37 | 0.44 | 0.32 | 0.22 | 0.37 | 0.34 | 0.49 | 0.49 | 0.51 | N | North | FC
KERRGN_1_UNIT 1 | KERN RIVER HYDRO UNITS 1-4 AGGREGATE | Big Creek-Ventura | 11.67 | 2.19 | 21.88 | 23.8 | 24.15 | 23.07 | 23.85 | 23.25 | 22.81 | 17.57 | 17.04 | 17.85 | N | South | FC
KILARC_2_UNIT 1 | KILARC HYDRO | CAISO System | 0.87 | 0.87 | 1.11 | 0.89 | 0.75 | 0.74 | 0.66 | 0.74 | 0.71 | 0.53 | 0.53 | 0.49 | N | North | FC
KINGCO_1_KINGBR | Kingsburg Cogen | Fresno | 34.5 | 34.5 | 34.5 | 34.5 | 34.5 | 34.5 | 34.5 | 34.5 | 34.5 | 34.5 | 34.5 | 34.5 | Y | North | FC
KINGRV_7_UNIT 1 | KINGS RIVER HYDRO UNIT 1 | Fresno | 32 | 0 | 11.2 | 11.2 | 11.2 | 35.2 | 37.12 | 36.8 | 32 | 32 | 32 | 35.2 | Y | North | FC
KIRKER_7_KELCYN | KELLER CANYON LANDFILL GEN FACILICITY | Bay Area | 3.56 | 3.46 | 3.53 | 3.41 | 3.56 | 3.35 | 3.29 | 3.22 | 3.54 | 3.5 | 3.56 | 3.56 | N | North | FC
KNGBRD_2_SOLAR1 | Kingbird Solar A | CAISO System | 0.8 | 0.6 | 3.6 | 3 | 3.2 | 6.2 | 7.8 | 5.4 | 2.8 | 0.4 | 0.4 | 0 | N | South | FC
KNGBRD_2_SOLAR2 | Kingbird Solar B | CAISO System | 0.8 | 0.6 | 3.6 | 3 | 3.2 | 6.2 | 7.8 | 5.4 | 2.8 | 0.4 | 0.4 | 0 | N | South | FC
KNGBRG_1_KBSLR1 | Kingsburg1 | Fresno | 0 | 0 | 0 | 0 | 0 | 0 | 0 | 0 | 0 | 0 | 0 | 0 | N | North | EO
KNGBRG_1_KBSLR2 | Kingsburg2 | Fresno | 0 | 0 | 0 | 0 | 0 | 0 | 0 | 0 | 0 | 0 | 0 | 0 | N | North | EO
KNGCTY_6_UNITA1 | King City Energy Center, Unit 1 | CAISO System | 44.6 | 44.6 | 44.6 | 44.6 | 44.6 | 44.6 | 44.6 | 44.6 | 44.6 | 44.6 | 44.6 | 44.6 | Y | North | FC
KNTSTH_6_SOLAR | Kent South | Fresno | 0 | 0 | 0 | 0 | 0 | 0 | 0 | 0 | 0 | 0 | 0 | 0 | N | North | EO
KRAMER_2_SEGS 8 | KRAMER JUNCTION 8 | CAISO System | 3.2 | 2.4 | 14.4 | 12 | 12.8 | 24.8 | 31.2 | 21.6 | 11.2 | 1.6 | 1.6 | 0 | N | South | FC
KRAMER_2_SEGS 9 | KRAMER_2_SEGS 9 | CAISO System | JUN: 24.8; JUL: 31.2; AUG: 21.6; SEP: 11.2; OCT: 1.6; NOV: 1.6; DEC: 0 | N | South | FC
KRAMER_2_SEGS89 | LUZ SOLAR PARTNERS 8-9 AGGREGATE | CAISO System | 3.2 | 2.4 | 14.4 | 12 | 12.8 | 24.8 | 31.2 | 21.6 | 11.2 | 1.6 | 1.6 | 0 | N | South | FC
KRNCNY_6_UNIT | KERN CANYON | CAISO System | 0.14 | 0 | 0 | 0 | 0 | 0 | 0 | 0 | 0 | 0 | 0 | 0 | N | North | FC
KYCORA_6_KMSBT1 | Kearny Mesa Storage | San Diego-IV | 0 | 0 | 0 | 0 | 0 | 0 | 0 | 0 | 0 | 0 | 0 | 0 | Y | South | EO
LACIEN_2_VENICE | MWD Venice Hydroelectric Recovery Plant | LA Basin | 0 | 0 | 0 | 0 | 0 | 0 | 0 | 0 | 0 | 0 | 0 | 0 | N | South | FC
LAKHDG_6_UNIT 1 | Lake Hodges Pumped Storage-Unit1 | San Diego-IV | 20 | 20 | 20 | 20 | 20 | 20 | 20 | 20 | 20 | 20 | 20 | 20 | Y | South | FC
LAKHDG_6_UNIT 2 | Lake Hodges Pumped Storage-Unit2 | San Diego-IV | 20 | 20 | 20 | 20 | 20 | 20 | 20 | 20 | 20 | 20 | 20 | 20 | Y | South | FC
LAMONT_1_SOLAR1 | Regulus Solar | Kern | 2.4 | 1.8 | 10.8 | 9 | 9.6 | 18.6 | 23.4 | 16.2 | 8.4 | 1.2 | 1.2 | 0 | N | North | FC
LAMONT_1_SOLAR2 | Redwood Solar Farm 4 | Kern | 0.8 | 0.6 | 3.6 | 3 | 3.2 | 6.2 | 7.8 | 5.4 | 2.8 | 0.4 | 0.4 | 0 | N | North | FC
LAMONT_1_SOLAR3 | Woodmere Solar Farm | Kern | 0.6 | 0.45 | 2.7 | 2.25 | 2.4 | 4.65 | 5.85 | 4.05 | 2.1 | 0.3 | 0.3 | 0 | N | North | FC
LAMONT_1_SOLAR4 | Hayworth Solar Farm | Kern | 1.07 | 0.8 | 4.8 | 4 | 4.27 | 8.26 | 10.4 | 7.2 | 3.73 | 0.53 | 0.53 | 0 | N | North | FC
LAMONT_1_SOLAR5 | Redcrest Solar Farm | Kern | 0.67 | 0.5 | 3 | 2.5 | 2.67 | 5.16 | 6.5 | 4.5 | 2.33 | 0.33 | 0.33 | 0 | N | North | FC
LAPAC_6_UNIT | LOUISIANA PACIFIC SAMOA | Humboldt | 0 | 0 | 0 | 0 | 0 | 0 | 0 | 0 | 0 | 0 | 0 | 0 | N | North | EO
LAPLMA_2_UNIT 1 | La Paloma Generating Plant Unit #1 | CAISO System | 259.8 | 259.8 | 259.8 | 259.8 | 259.8 | 259.8 | 259.8 | 259.8 | 259.8 | 259.8 | 259.8 | 259.8 | Y | North | FC
LAPLMA_2_UNIT 2 | La Paloma Generating Plant Unit #2 | CAISO System | 260.2 | 260.2 | 260.2 | 260.2 | 260.2 | 260.2 | 260.2 | 260.2 | 260.2 | 260.2 | 260.2 | 260.2 | Y | North | FC
LAPLMA_2_UNIT 3 | La Paloma Generating Plant Unit #3 | CAISO System | 256.15 | 256.15 | 256.15 | 256.15 | 256.15 | 256.15 | 256.15 | 256.15 | 256.15 | 256.15 | 256.15 | 256.15 | Y | North | FC
LAPLMA_2_UNIT 4 | LA PALOMA GENERATING PLANT, UNIT #4 | CAISO System | 253.29 | 253.29 | 253.29 | 253.29 | 253.29 | 253.29 | 253.29 | 253.29 | 253.29 | 253.29 | 253.29 | 253.29 | Y | North | FC
LARKSP_6_UNIT 1 | LARKSPUR PEAKER UNIT 1 | San Diego-IV | 46 | 46 | 46 | 46 | 46 | 46 | 46 | 46 | 46 | 46 | 46 | 46 | Y | South | FC
LARKSP_6_UNIT 2 | LARKSPUR PEAKER UNIT 2 | San Diego-IV | 46 | 46 | 46 | 46 | 47 | 47 | 47 | 47 | 47 | 47 | 47 | 47 | Y | South | FC
LAROA2_2_UNITA1 | LR2 | San Diego-IV | 322 | 322 | 322 | 322 | 322 | 322 | 322 | 322 | 322 | 322 | 322 | 322 | Y | South | FC
LASSEN_6_UNITS | Honey Lake Power | CAISO System | 30 | 30 | 30 | 30 | 30 | 30 | 30 | 30 | 30 | 30 | 30 | 30 | Y | North | FC
LAWRNC_7_SUNYVL | City of Sunnyvale Unit 1 and 2 | Bay Area | 0.03 | 0.01 | 0 | 0 | 0.03 | 0.09 | 0.09 | 0.09 | 0.09 | 0.08 | 0.1 | 0.13 | N | North | FC
LEBECS_2_UNITS | Pastoria Energy Facility | Big Creek-Ventura | 799.47 | 799.47 | 785 | 775 | 775 | 770 | 775 | 775 | 775 | 785 | 799.47 | 799.47 | Y | South | ID | 100%
LECEF_1_UNITS | LOS ESTEROS ENERGY FACILITY AGGREGATE | Bay Area | 305.24 | 304.08 | 305 | 303.6 | 303.6 | 303.6 | 302.2 | 304 | 304 | 304.8 | 305 | 306 | Y | North | FC
LEPRFD_1_KANSAS | Kansas | Fresno | 0.8 | 0.6 | 3.6 | 3 | 3.2 | 6.2 | 7.8 | 5.4 | 2.8 | 0.4 | 0.4 | 0 | N | North | FC
LGHTHP_6_ICEGEN | CARSON COGENERATION | LA Basin | 48 | 48 | 48 | 48 | 48 | 48 | 48 | 48 | 48 | 48 | 48 | 48 | Y | South | FC
LHILLS_6_SOLAR1 | Lost Hills Solar | CAISO System | 0.8 | 0.6 | 3.6 | 3 | 3.2 | 6.2 | 7.8 | 5.4 | 2.8 | 0.4 | 0.4 | 0 | N | North | FC
LILIAC_6_SOLAR | Mesa Crest | San Diego-IV | 0.12 | 0.09 | 0.54 | 0.45 | 0.48 | 0.93 | 1.17 | 0.81 | 0.42 | 0.06 | 0.06 | 0 | N | South | FC
LITLRK_6_GBCSR1 | Green Beanworks C | Big Creek-Ventura | 0.12 | 0.09 | 0.54 | 0.45 | 0.48 | 0.93 | 1.17 | 0.81 | 0.42 | 0.06 | 0.06 | 0 | N | South | FC
LITLRK_6_SEPV01 | Gestamp Solar 1 | Big Creek-Ventura | 0 | 0 | 0 | 0 | 0 | 0 | 0 | 0 | 0 | 0 | 0 | 0 | N | South | EO
LITLRK_6_SOLAR1 | Lancaster Little Rock C | Big Creek-Ventura | 0.2 | 0.15 | 0.9 | 0.75 | 0.8 | 1.55 | 1.95 | 1.35 | 0.7 | 0.1 | 0.1 | 0 | N | South | FC
LITLRK_6_SOLAR2 | Palmdale 18 | Big Creek-Ventura | 0.08 | 0.06 | 0.36 | 0.3 | 0.32 | 0.62 | 0.78 | 0.54 | 0.28 | 0.04 | 0.04 | 0 | N | South | FC
LITLRK_6_SOLAR3 | One Ten Partners | Big Creek-Ventura | 0.08 | 0.06 | 0.36 | 0.3 | 0.32 | 0.62 | 0.78 | 0.54 | 0.28 | 0.04 | 0.04 | 0 | N | South | FC
LITLRK_6_SOLAR4 | Little Rock Pham Solar | Big Creek-Ventura | 0.12 | 0.09 | 0.54 | 0.45 | 0.48 | 0.93 | 1.17 | 0.81 | 0.42 | 0.06 | 0.06 | 0 | N | South | FC
LIVEOK_6_SOLAR | Harris | Sierra | 0.02 | 0.02 | 0.09 | 0.08 | 0.08 | 0.16 | 0.2 | 0.14 | 0.07 | 0.01 | 0.01 | 0 | N | North | PD | 40%
LIVOAK_1_UNIT 1 | LIVE OAK LIMITED | Kern | 48.8 | 47.3 | 45.6 | 46.4 | 44.8 | 44.9 | 43.2 | 42.94 | 43.4 | 44.05 | 44.7 | 44.5 | Y | North | FC
LMBEPK_2_UNITA1 | Lambie Energy Center, Unit #1 | Bay Area | 47.5 | 47.5 | 47.5 | 47.5 | 47.5 | 47.5 | 47.5 | 47.5 | 47.5 | 47.5 | 47.5 | 47.5 | Y | North | FC
LMBEPK_2_UNITA2 | Creed Energy Center, Unit #1 | Bay Area | 47.6 | 47.6 | 47.6 | 47.6 | 47.6 | 47.6 | 47.6 | 47.6 | 47.6 | 47.6 | 47.6 | 47.6 | Y | North | FC
LMBEPK_2_UNITA3 | Goose Haven Energy Center, Unit #1 | Bay Area | 47.4 | 47.4 | 47.4 | 47.4 | 47.4 | 47.4 | 47.4 | 47.4 | 47.4 | 47.4 | 47.4 | 47.4 | Y | North | FC
LMEC_1_PL1X3 | Los Medanos Energy Center AGGREGATE | Bay Area | 580 | 580 | 580 | 580 | 580 | 574.53 | 574.53 | 574.53 | 574.53 | 580 | 580 | 580 | Y | North | FC | 100%
LNCSTR_6_CREST | Lanacaster Aggregate Solar Resources | Big Creek-Ventura | 0 | 0 | 0 | 0 | 0 | 0 | 0 | 0 | 0 | 0 | 0 | 0 | N | South | EO
LNCSTR_6_SOLAR2 | SEPV Sierra NGR | Big Creek-Ventura | 0.05 | 0.04 | 0.26 | 0.18 | 0.19 | 0.37 | 0.47 | 2.75 | 2.75 | 2.75 | 2.75 | 2.75 | Y | South | FC |  | Please replace the external comments with the following - 2.75 MW hybrid of solar PV and BESS now has FCDS.
LOCKFD_1_BEARCK | Bear Creek Solar | Stockton | 0.06 | 0.05 | 0.27 | 0.23 | 0.24 | 0.47 | 0.59 | 0.41 | 0.21 | 0.03 | 0.03 | 0 | N | North | FC
LOCKFD_1_KSOLAR | Kettleman Solar | Stockton | 0.04 | 0.03 | 0.18 | 0.15 | 0.16 | 0.31 | 0.39 | 0.27 | 0.14 | 0.02 | 0.02 | 0 | N | North | FC
LODI25_2_UNIT 1 | LODI GAS TURBINE | Stockton | 23.8 | 23.8 | 23.8 | 23.8 | 23.8 | 23.8 | 23.8 | 23.8 | 23.8 | 23.8 | 23.8 | 23.8 | Y | North | FC
LODIEC_2_PL1X2 | Lodi Energy Center | Sierra | 302.58 | 302.58 | 302.58 | 302.58 | 302.58 | 302.58 | 302.58 | 302.58 | 302.58 | 302.58 | 302.58 | 302.58 | Y | North | FC | 100%
LOTUS_6_LSFSR1 | Lotus Solar Farm | Fresno | 2 | 1.5 | 9 | 7.5 | 8 | 15.5 | 19.5 | 13.5 | 7 | 1 | 1 | 0 | N | North | FC | 100%
LOWGAP_1_SUPHR | Mill & Sulphur Creek Hydro | Humboldt | 0.29 | 0.36 | 0.76 | 0.65 | 0.09 | 0 | 0 | 0 | 0 | 0 | 0.11 | 0.15 | N | North | FC
LOWGAP_7_QFUNTS | Matthews Dam Hydro | CAISO System | 0.81 | 1.08 | 1.21 | 1.19 | 0.78 | 0.45 | 0.23 | 0.21 | 0.21 | 0.21 | 0.28 | 0.29 | N | North | FC
LTBEAR_1_LB3SR3 | Little Bear 3 Solar | Fresno |  | 0.6 | 3.6 | 3 | 3.2 | 6.2 | 7.8 | 5.4 | 2.8 | 0.4 | 0.4 | 0 | N | North | ID | 100% | C7 - Waiting for Bellota-Warnerville 230 kV reconductoring, Wilson - Le Grand 115 kV line reconductoring and possibly other
LTBEAR_1_LB4SR4 | Little Bear 4 | Fresno |  | 1.5 | 9 | 7.5 | 8 | 15.5 | 19.5 | 13.5 | 7 | 1 | 1 | 0 | N | North | ID | 100% | C8 - Waiting for Bellota-Warnerville 230 kV reconductoring, Wilson - Le Grand 115 kV line reconductoring and possibly other
LTBEAR_1_LB4SR5 | Little Bear 4 Solar 5 | Fresno |  | 1.5 | 9 | 7.5 | 8 | 15.5 | 19.5 | 13.5 | 7 | 1 | 1 | 0 | N | North | ID | 100% | C8 - Waiting for Bellota-Warnerville 230 kV reconductoring, Wilson - Le Grand 115 kV line reconductoring and possibly other
LTBERA_1_LB1SR1 | Little Bear Solar 1 | Fresno |  | 1.2 | 7.2 | 6 | 6.4 | 12.4 | 15.6 | 10.8 | 5.6 | 0.8 | 0.8 | 0 | N | North | ID | 100% | C7 - Waiting for Bellota-Warnerville 230 kV reconductoring, Wilson - Le Grand 115 kV line reconductoring and possibly other
MAGUND_1_BKISR1 | Bakersfield Industrial 1 | Kern | 0.04 | 0.03 | 0.18 | 0.15 | 0.16 | 0.31 | 0.39 | 0.27 | 0.14 | 0.02 | 0.02 | 0 | N | North | FC | 100%
MAGUND_1_BKSSR2 | Bakersfield Solar 1 | Kern | 0.21 | 0.16 | 0.95 | 0.79 | 0.84 | 1.63 | 2.05 | 1.42 | 0.74 | 0.11 | 0.11 | 0 | N | North | FC | 100%
MALAGA_1_PL1X2 | Malaga Power Aggregate | Fresno | 96 | 96 | 96 | 96 | 96 | 96 | 96 | 96 | 96 | 96 | 96 | 96 | Y | North | FC
MALCHQ_7_UNIT 1 | MALACHA HYDRO L.P. | CAISO System | 9.56 | 20 | 24.15 | 26.31 | 16.4 | 8.18 | 2.27 | 0.07 | 0 | 0 | 2.94 | 1.72 | N | North | FC
MANTEC_1_ML1SR1 | Manteca Land 1 | Stockton | 0 | 0 | 0 | 0 | 0 | 0 | 0 | 0 | 0 | 0 | 0 | 0 | N | North | EO
MANZNA_2_WIND | Manzana Wind | CAISO System | 26.46 | 22.68 | 52.92 | 47.25 | 47.25 | 62.37 | 43.47 | 39.69 | 28.35 | 15.12 | 22.68 | 24.57 | N | South | FC
MARCPW_6_SOLAR1 | Maricopa West Solar PV | CAISO System | 0.8 | 0.6 | 3.6 | 3 | 3.2 | 6.2 | 7.8 | 5.4 | 2.8 | 0.4 | 0.4 | 0 | N | North | FC
MARTIN_1_SUNSET | Sunset Reservoir - North Basin | Bay Area | 0.18 | 0.14 | 0.81 | 0.68 | 0.72 | 1.4 | 1.76 | 1.22 | 0.63 | 0.09 | 0.09 | 0 | N | North | FC
MCARTH_6_FRIVRB | Fall River Mills Project B | CAISO System | 0.06 | 0.05 | 0.27 | 0.23 | 0.24 | 0.47 | 0.59 | 0.41 | 0.21 | 0.03 | 0.03 | 0 | N | North | ID | 100% | 18DGD Waiting for Modify QC8SPS-02 and many other
MCCALL_1_QF | Fish Water | Fresno | 0.29 | 0.51 | 0.57 | 0.5 | 0.53 | 0.6 | 0.54 | 0.57 | 0.75 | 0.75 | 0.53 | 0.4 | N | North | FC
MCSWAN_6_UNITS | MC SWAIN HYDRO | Fresno | 9.6 | 9.6 | 9.6 | 9.6 | 9.6 | 9.6 | 9.6 | 9.6 | 9.6 | 9.6 | 9.6 | 9.6 | Y | North | FC | 96%
MDFKRL_2_PROJCT | MIDDLE FORK AND RALSTON PSP | Sierra | 210 | 210 | 210 | 210 | 210 | 210 | 210 | 210 | 210 | 210 | 210 | 210 | Y | North | FC
MENBIO_6_RENEW1 | CalRENEW - 1(A) | Fresno | 0.2 | 0.15 | 0.9 | 0.75 | 0.8 | 1.55 | 1.95 | 1.35 | 0.7 | 0.1 | 0.1 | 0 | N | North | FC
MERCED_1_SOLAR1 | Mission Solar | Fresno | 0 | 0 | 0 | 0 | 0 | 0 | 0 | 0 | 0 | 0 | 0 | 0 | N | North | EO
MERCED_1_SOLAR2 | Merced Solar | Fresno | 0 | 0 | 0 | 0 | 0 | 0 | 0 | 0 | 0 | 0 | 0 | 0 | N | North | EO
MERCFL_6_UNIT | Merced Falls Powerhouse | Fresno | 3.36 | 3.36 | 3.36 | 3.36 | 3.36 | 3.36 | 3.36 | 3.36 | 3.36 | 3.36 | 3.36 | 3.36 | Y | North | FC | 96%
MESAP_1_QF | SMALL QF AGGREGATION - SAN LUIS OBISPO | CAISO System | 0 | 0 | 0 | 0 | 0 | 0 | 0 | 0 | 0 | 0 | 0 | 0 | N | North | FC
MESAS_2_QF | MESA QFS | LA Basin | 0 | 0 | 0 | 0 | 0 | 0 | 0 | 0 | 0 | 0 | 0 | 0 | N | South | FC
METEC_2_PL1X3 | Metcalf Energy Center | Bay Area | 593.16 | 593.16 | 593.16 | 593.16 | 593.16 | 593.16 | 593.16 | 593.16 | 593.16 | 593.16 | 593.16 | 593.16 | Y | North | FC
MIDWD_2_WIND2 | Coram Energy | CAISO System | 0.42 | 0.36 | 0.84 | 0.75 | 0.75 | 0.99 | 0.69 | 0.63 | 0.45 | 0.24 | 0.36 | 0.39 | N | South | FC
MIDWD_7_CORAMB | CELLC 7.5 MW Tehachapi Project | CAISO System | 1.05 | 0.9 | 2.1 | 1.88 | 1.88 | 2.48 | 1.73 | 1.58 | 1.13 | 0.6 | 0.9 | 0.98 | N | South | FC
MIRLOM_2_CORONA | MWD Corona Hydroelectric Recovery Plant | LA Basin | 0 | 0 | 0 | 0 | 0 | 0 | 0 | 0.34 | 0.86 | 0 | 0 | 0.18 | N | South | FC
MIRLOM_2_CREST | Temescal Canyon RV | LA Basin | 0.06 | 0.05 | 0.27 | 0.23 | 0.24 | 0.47 | 0.59 | 0.41 | 0.21 | 0.03 | 0.03 | 0 | N | South | FC
MIRLOM_2_LNDFL | Milliken Landfill Solar | LA Basin | 0.12 | 0.09 | 0.54 | 0.45 | 0.48 | 0.93 | 1.17 | 0.81 | 0.42 | 0.06 | 0.06 | 0 | N | South | FC
MIRLOM_2_MLBBTA | Mira Loma BESS A | LA Basin | 10 | 10 | 10 | 10 | 10 | 10 | 10 | 10 | 10 | 10 | 10 | 10 | Y | South | FC
MIRLOM_2_MLBBTB | Mira Loma BESS B | LA Basin | 10 | 10 | 10 | 10 | 10 | 10 | 10 | 10 | 10 | 10 | 10 | 10 | Y | South | FC
MIRLOM_2_ONTARO | Ontario RT Solar | LA Basin | 0.22 | 0.17 | 0.99 | 0.83 | 0.88 | 1.71 | 2.15 | 1.49 | 0.77 | 0.11 | 0.11 | 0 | N | South | FC
MIRLOM_2_RTS032 | SPVP032 | LA Basin | 0.06 | 0.05 | 0.27 | 0.23 | 0.24 | 0.47 | 0.59 | 0.41 | 0.21 | 0.03 | 0.03 | 0 | N | South | FC
MIRLOM_2_RTS033 | SPVP033 | LA Basin | 0.04 | 0.03 | 0.18 | 0.15 | 0.16 | 0.31 | 0.39 | 0.27 | 0.14 | 0.02 | 0.02 | 0 | N | South | FC
MIRLOM_2_TEMESC | MWD Temescal Hydroelectric Recovery Plan | LA Basin | 0 | 0 | 0 | 0 | 0 | 0 | 0 | 0 | 0 | 0 | 0 | 0.17 | N | South | FC
MIRLOM_6_PEAKER | Mira Loma Peaker | LA Basin | 46 | 46 | 46 | 46 | 46 | 46 | 46 | 46 | 46 | 46 | 46 | 46 | Y | South | FC
MIRLOM_7_MWDLKM | Lake Mathews Hydroelectric Recovery Plan | LA Basin | 2.4 | 2.91 | 2.91 | 1.56 | 1.53 | 1.76 | 1.94 | 2.06 | 1.93 | 1.71 | 1.54 | 1.2 | Y | South | FC
MISSIX_1_QF | SMALL QF AGGREGATION - SAB FRABCUSCI | Bay Area | 0.01 | 0.01 | 0.01 | 0.01 | 0.01 | 0.01 | 0.01 | 0.01 | 0.01 | 0.01 | 0.01 | 0.01 | N | North | FC
MKTRCK_1_UNIT 1 | MCKITTRICK LIMITED | CAISO System | 47.3 | 46.65 | 46 | 45.2 | 46.6 | 45.2 | 45.9 | 44.4 | 44.8 | 46 | 46.5 | 46.8 | Y | North | FC
MLPTAS_7_QFUNTS | MLPTAS_7_QFUNTS | Bay Area | 0 | 0 | 0 | 0 | 0 | 0 | 0 | 0 | 0 | 0 | 0 | 0 | N | North | FC
MNDALY_6_MCGRTH | McGrath Beach Peaker | Big Creek-Ventura | 47.2 | 47.2 | 47.2 | 47.2 | 47.2 | 47.2 | 47.2 | 47.2 | 47.2 | 47.2 | 47.2 | 47.2 | Y | South | FC
MNDOTA_1_SOLAR1 | North Star Solar 1 | Fresno | 2.4 | 1.8 | 10.8 | 9 | 9.6 | 18.6 | 23.4 | 16.2 | 8.4 | 1.2 | 1.2 | 0 | N | North | FC
MNDOTA_1_SOLAR2 | Citizen Solar B | Fresno | 0 | 0 | 0 | 0 | 0 | 0 | 0 | 0 | 0 | 0 | 0 | 0 | N | North | EO
MOJAVE_1_SIPHON | MOJAVE SIPHON POWER PLANT | LA Basin | 2.02 | 4.76 | 8.17 | 9.36 | 11.77 | 12.16 | 13.32 | 14.12 | 14.36 | 14 | 12.9 | 11.28 | Y | South | FC
MOJAVW_2_SOLAR | Mojave West | CAISO System | 0.8 | 0.6 | 3.6 | 3 | 3.2 | 6.2 | 7.8 | 5.4 | 2.8 | 0.4 | 0.4 | 0 | N | South | FC
MONLTH_6_BOREL | BOREL HYDRO UNITS 1-3 AGGREGATE | CAISO System | 0 | 0 | 0 | 0 | 0 | 0 | 0 | 0 | 0 | 0 | 0 | 0 | N | South | FC
MONTPH_7_UNITS | MONTICELLO HYDRO AGGREGATE | NCNB | 0.38 | 3.2 | 7.9 | 8.18 | 6.23 | 8.92 | 9.39 | 7.47 | 5.62 | 2.19 | 0.88 | 1.05 | N | North | FC
MOORPK_2_ACOBT1 | Acorn I BESS | Big Creek-Ventura | [12 empty] | Y | South | FC | bar: MAY to DEC
MOORPK_2_CALABS | Calabasas Gas-to-Energy Facility | Big Creek-Ventura | 5.06 | 5.07 | 4.93 | 5 | 5 | 4.69 | 4.72 | 4.97 | 4.85 | 4.94 | 4.95 | 5 | N | South | FC
MOORPK_6_QF | MOORPARK QFS | Big Creek-Ventura | 0.5 | 0.49 | 0.47 | 0.4 | 0.51 | 0.54 | 0.57 | 0.62 | 0.65 | 0.63 | 0.64 | 0.64 | N | South | FC
MORWD_6_QF | Morwind | CAISO System | 5.34 | 4.58 | 10.68 | 9.54 | 9.54 | 12.59 | 8.78 | 8.01 | 5.72 | 3.05 | 4.58 | 4.96 | N | South | FC
MOSSLD_1_QF | SMALL QF AGGREGATION - SANTA CRUZ | Bay Area | 0.01 | 0 | 0.01 | 0 | 0 | 0.01 | 0.01 | 0 | 0.01 | 0.01 | 0.01 | 0.02 | N | North | FC
MOSSLD_2_PSP1 | MOSS LANDING POWER BLOCK 1 | Bay Area | 510 | 510 | 510 | 510 | 510 | 510 | 510 | 510 | 510 | 510 | 510 | 510 | Y | North | FC
MOSSLD_2_PSP2 | MOSS LANDING POWER BLOCK 2 | Bay Area | 510 | 510 | 510 | 510 | 510 | 510 | 510 | 510 | 510 | 510 | 510 | 510 | Y | North | FC
MRCHNT_2_PL1X3 | Desert Star Energy Center | CAISO System | 419.25 | 419.25 | 419.25 | 419.25 | 419.25 | 419.25 | 419.25 | 419.25 | 419.25 | 419.25 | 419.25 | 419.25 | Y | South | PD | 419.25
MRGT_6_MEF2 | Miramar Energy Facility II | San Diego-IV | 44 | 44 | 44 | 44 | 44 | 44 | 44 | 44 | 44 | 44 | 44 | 44 | Y | South | FC
MRGT_6_MMAREF | Miramar Energy Facility | San Diego-IV | 45 | 45 | 45 | 45 | 45 | 45 | 45 | 45 | 45 | 45 | 45 | 45 | Y | South | FC
MRLSDS_6_SOLAR1 | Morelos Solar | CAISO System | 0.6 | 0.45 | 2.7 | 2.25 | 2.4 | 4.65 | 5.85 | 4.05 | 2.1 | 0.3 | 0.3 | 0 | N | North | FC
MSHGTS_6_MMARLF | MIRAMAR LANDFILL | San Diego-IV | 4.04 | 3.83 | 3.27 | 4.18 | 4.14 | 4.19 | 3.66 | 3.8 | 3.32 | 3.52 | 3.83 | 3.74 | N | South | FC
MSOLAR_2_SOLAR1 | Mesquite Solar 1 | CAISO System | 6.6 | 4.95 | 29.7 | 24.75 | 26.4 | 51.15 | 64.35 | 44.55 | 23.1 | 3.3 | 3.3 | 0 | N | South | ID | 100% | Waiting for: Desert Area upgrades
MSOLAR_2_SOLAR2 | Mesquite Solar 2 | CAISO System | 4.03 | 3.02 | 18.15 | 15.12 | 16.13 | 31.25 | 39.32 | 27.22 | 14.11 | 2.02 | 2.02 | 0 | N | South | ID | 100% | Hybrid - However Solar is FCDS and BESS is EO - Waiting for: Desert Area upgrades
MSOLAR_2_SOLAR3 | Mesquite Solar 3, LLC | CAISO System | 6.08 | 4.56 | 27.36 | 22.8 | 24.32 | 47.12 | 59.28 | 41.04 | 21.28 | 3.04 | 3.04 | 0 | N | South | ID | 100% | Waiting for: Desert Area upgrades
MSSION_2_QF | SMALL QF AGGREGATION - SAN DIEGO | San Diego-IV | 0.44 | 0.46 | 0.48 | 0.51 | 0.45 | 0.44 | 0.48 | 0.41 | 0.43 | 0.44 | 0.51 | 0.51 | N | South | FC
MSTANG_2_SOLAR | Mustang | Fresno | 1.2 | 0.9 | 5.4 | 4.5 | 4.8 | 9.3 | 11.7 | 8.1 | 4.2 | 0.6 | 0.6 | 0 | N | North | FC | 100%
MSTANG_2_SOLAR3 | Mustang 3 | Fresno | 1.6 | 1.2 | 7.2 | 6 | 6.4 | 12.4 | 15.6 | 10.8 | 5.6 | 0.8 | 0.8 | 0 | N | North | FC | 100%
MSTANG_2_SOLAR4 | Mustang 4 | Fresno | 1.2 | 0.9 | 5.4 | 4.5 | 4.8 | 9.3 | 11.7 | 8.1 | 4.2 | 0.6 | 0.6 | 0 | N | North | FC | 100%
MTNPOS_1_UNIT | MT.POSO COGENERATION CO. | Kern | 30.14 | 8.2 | 10.72 | 34.71 | 35.27 | 34.66 | 32.54 | 33.79 | 29.7 | 29.95 | 35.34 | 39.5 | N | North | FC
MTWIND_1_UNIT 1 | Mountain View Power Project I | LA Basin | 6.22 | 5.33 | 12.43 | 11.1 | 11.1 | 14.65 | 10.21 | 9.32 | 6.66 | 3.55 | 5.33 | 5.77 | N | South | FC
MTWIND_1_UNIT 2 | Mountain View Power Project II | LA Basin | 3.11 | 2.66 | 6.22 | 5.55 | 5.55 | 7.33 | 5.11 | 4.66 | 3.33 | 1.78 | 2.66 | 2.89 | N | South | FC
MTWIND_1_UNIT 3 | Mountain View Power Project III | LA Basin | 3.14 | 2.69 | 6.28 | 5.61 | 5.61 | 7.41 | 5.16 | 4.71 | 3.37 | 1.8 | 2.69 | 2.92 | N | South | FC
MURRAY_6_UNIT | Grossmont Hospital | San Diego-IV | 0 | 0 | 0 | 0 | 0 | 0 | 0 | 0 | 0 | 0 | 0 | 0 | N | South | EO
NAROW1_2_UNIT | NARROWS PH 1 UNIT | Sierra | 12 | 12 | 12 | 12 | 12 | 12 | 12 | 12 | 12 | 12 | 12 | 12 | Y | North | FC
NAROW2_2_UNIT | Narrows Powerhouse Unit 2 | Sierra | 18.9 | 16.44 | 28.13 | 38.98 | 38.61 | 39.73 | 39.68 | 28.51 | 0.09 | 2.64 | 8.64 | 29.71 | Y | North | FC
NAVYII_2_UNITS | COSO POWER DEVELOPER (NAVY II) AGGREGATE | CAISO System | 55 | 55 | 55 | 55 | 55 | 55 | 55 | 55 | 55 | 55 | 55 | 55 | Y | South | FC |  | NQC reduction required due to transfer of deliverability to a new resource. (Adjustment already applied Jan-Dec.)
NCPA_7_GP1UN1 | NCPA GEO PLANT 1 UNIT 1 | NCNB | 31 | 31 | 31 | 31 | 31 | 31 | 31 | 31 | 31 | 31 | 31 | 31 | Y | North | FC
NCPA_7_GP1UN2 | NCPA GEO PLANT 1 UNIT 2 | NCNB | 28 | 28 | 28 | 28 | 28 | 28 | 28 | 28 | 28 | 28 | 28 | 28 | Y | North | FC
NCPA_7_GP2UN3 | NCPA GEO PLANT 2 UNIT 3 | NCNB | 0 | 0 | 0 | 0 | 0 | 0 | 0 | 0 | 0 | 0 | 0 | 0 | Y | North | FC
NCPA_7_GP2UN4 | NCPA GEO PLANT 2 UNIT 4 | NCNB | 52.73 | 52.73 | 52.73 | 52.73 | 52.73 | 52.73 | 52.73 | 52.73 | 52.73 | 52.73 | 52.73 | 52.73 | Y | North | FC
NEENCH_6_SOLAR | Alpine Solar | Big Creek-Ventura | 2.64 | 1.98 | 11.88 | 9.9 | 10.56 | 20.46 | 25.74 | 17.82 | 9.24 | 1.32 | 1.32 | 0 | N | South | FC
NEWARK_1_QF | NEWARK 1 QF | Bay Area | 0.05 | 0.05 | 0.05 | 0.05 | 0.04 | 0.04 | 0.04 | 0.04 | 0.04 | 0.04 | 0.04 | 0.04 | N | North | FC
NHOGAN_6_UNITS | NEW HOGAN PH AGGREGATE | CAISO System | 0.63 | 1.54 | 0.9 | 0.38 | 1.8 | 2.04 | 2.17 | 1.89 | 1.23 | 0.36 | 0.13 | 0.31 | N | North | FC
NOVATO_6_LNDFL | Redwood Renewable Energy | NCNB | 2.47 | 2.48 | 2.39 | 2.5 | 2.51 | 2.43 | 2.47 | 2.4 | 2.39 | 3.49 | 3.57 | 3.44 | N | North | ID | 100% | 15DGD Waiting for Moraga-Castro Valley 230 kV Capacity Increase and possibly other
NWCSTL_7_UNIT 1 | NEWCASTLE HYDRO | Sierra | 1.13 | 3.79 | 3 | 3.79 | 4.14 | 2.06 | 1.9 | 0.7 | 0.13 | 0 | 0 | 0.9 | N | North | FC
NZWIND_2_WDSTR5 | Windstream 6111 | CAISO System | 0.88 | 0.76 | 1.77 | 1.58 | 1.58 | 2.08 | 1.45 | 1.33 | 0.95 | 0.5 | 0.76 | 0.82 | N | South | FC
NZWIND_6_CALWND | Wind Resource I | CAISO System | 1.26 | 1.08 | 2.52 | 2.25 | 2.25 | 2.97 | 2.07 | 1.89 | 1.35 | 0.72 | 1.08 | 1.17 | N | South | FC
NZWIND_6_WDSTR | Windstream 39 | CAISO System | 0.47 | 0.4 | 0.94 | 0.84 | 0.84 | 1.11 | 0.77 | 0.7 | 0.5 | 0.27 | 0.4 | 0.44 | N | South | FC
NZWIND_6_WDSTR2 | Windstream 6040 | CAISO System | 0.57 | 0.49 | 1.14 | 1.02 | 1.02 | 1.34 | 0.94 | 0.85 | 0.61 | 0.33 | 0.49 | 0.53 | N | South | FC
NZWIND_6_WDSTR3 | Windstream 6041 | CAISO System | 0.54 | 0.46 | 1.08 | 0.97 | 0.97 | 1.27 | 0.89 | 0.81 | 0.58 | 0.31 | 0.46 | 0.5 | N | South | FC
NZWIND_6_WDSTR4 | Windstream 6042 | CAISO System | 0.95 | 0.81 | 1.9 | 1.69 | 1.69 | 2.23 | 1.56 | 1.42 | 1.02 | 0.54 | 0.81 | 0.88 | N | South | FC
OAK C_1_EBMUD | MWWTP PGS 1 - ENGINES | Bay Area | 0.56 | 0.64 | 1.26 | 1.18 | 1.48 | 1.29 | 1.49 | 1.65 | 1.41 | 1.41 | 1.41 | 0.62 | N | North | FC
OAK C_7_UNIT 1 | OAKLAND STATION C GT UNIT 1 | Bay Area | 55 | 55 | 55 | 55 | 55 | 55 | 55 | 55 | 55 | 55 | 55 | 55 | Y | North | FC
OAK C_7_UNIT 2 | OAKLAND STATION C GT UNIT 2 | Bay Area | 55 | 55 | 55 | 55 | 55 | 55 | 55 | 55 | 55 | 55 | 55 | 55 | Y | North | FC
OAK C_7_UNIT 3 | OAKLAND STATION C GT UNIT 3 | Bay Area | 55 | 55 | 55 | 55 | 55 | 55 | 55 | 55 | 55 | 55 | 55 | 55 | Y | North | FC
OAK L_1_GTG1 | MWWTP PGS 2 - Turbine | Bay Area | 0 | 0 | 0 | 0 | 0 | 0 | 0 | 0 | 0 | 0 | 0 | 0 | N | North | EO
OAKWD_6_QF | Oak Creek | CAISO System | 3.9 | 3.34 | 7.8 | 6.97 | 6.97 | 9.2 | 6.41 | 5.85 | 4.18 | 2.23 | 3.34 | 3.62 | N | South | FC
OAKWD_6_ZEPHWD | Zephyr Park | CAISO System | 0.49 | 0.42 | 0.98 | 0.88 | 0.88 | 1.16 | 0.81 | 0.74 | 0.53 | 0.28 | 0.42 | 0.46 | N | South | FC
OASIS_6_CREST | CREST Contracts | Big Creek-Ventura | 0 | 0 | 0 | 0 | 0 | 0 | 0 | 0 | 0 | 0 | 0 | 0 | N | South | EO
OASIS_6_GBDSR4 | Green Beanworks D | Big Creek-Ventura | 0.12 | 0.09 | 0.54 | 0.45 | 0.48 | 0.93 | 1.17 | 0.81 | 0.42 | 0.06 | 0.06 | 0 | N | South | FC
OASIS_6_SOLAR1 | Morgan Lancaster I | Big Creek-Ventura | 0 | 0 | 0 | 0 | 0 | 0 | 0 | 0 | 0 | 0 | 0 | 0 | N | South | EO
OASIS_6_SOLAR2 | Oasis Solar | Big Creek-Ventura | 0.8 | 0.6 | 3.6 | 3 | 3.2 | 6.2 | 7.8 | 5.4 | 2.8 | 0.4 | 0.4 | 0 | N | South | FC
OASIS_6_SOLAR3 | Soccer Center | Big Creek-Ventura | 0 | 0 | 0 | 0 | 0 | 0 | 0 | 0 | 0 | 0 | 0 | 0 | N | South | EO
OCTILO_5_WIND | Ocotillo Wind Energy Facility | San Diego-IV | 37.1 | 31.8 | 74.2 | 66.25 | 66.25 | 87.45 | 60.95 | 55.65 | 39.75 | 21.2 | 31.8 | 34.45 | N | South | FC
OGROVE_6_PL1X2 | Orange Grove Energy Center | San Diego-IV | 96 | 96 | 96 | 96 | 96 | 96 | 96 | 96 | 96 | 96 | 96 | 96 | Y | South | FC
OILFLD_7_QFUNTS | Nacimiento Hydroelectric Plant | CAISO System | 0.49 | 0.81 | 0.19 | 1.82 | 3.44 | 3.25 | 2.86 | 2.75 | 1.96 | 0.48 | 0.12 | 0.13 | N | North | FC
OLDRIV_6_BIOGAS | Bidart Old River 1 | Kern | 1.31 | 1.51 | 1.69 | 1.61 | 1.49 | 1.68 | 1.7 | 1.69 | 1.69 | 1.65 | 1.57 | 1.5 | N | North | FC
OLDRIV_6_CESDBM | Ces Dairy Biogas | Kern | 0.48 | 0.74 | 0.93 | 0.92 | 0.94 | 0.9 | 0.88 | 0.9 | 0.93 | 0.92 | 0.94 | 0.93 | N | North | FC
OLDRIV_6_LKVBM1 | Lakeview Dairy Biogas | Kern | 0.37 | 0.72 | 0.93 | 0.92 | 0.94 | 0.93 | 0.92 | 0.94 | 0.91 | 0.92 | 0.93 | 0.86 | N | North | FC
OLDRV1_6_SOLAR | Old River One | Kern | 0.8 | 0.6 | 3.6 | 3 | 3.2 | 6.2 | 7.8 | 5.4 | 2.8 | 0.4 | 0.4 | 0 | N | North | FC
OLINDA_2_COYCRK | MWD Coyote Creek Hydroelectric Recovery | LA Basin | 3.13 | 3.13 | 3.13 | 3.13 | 3.13 | 3.13 | 3.13 | 3.13 | 3.13 | 3.13 | 3.13 | 3.13 | Y | South | FC
OLINDA_2_LNDFL2 | Brea Power II | LA Basin | 25.84 | 25.97 | 25.82 | 22.95 | 23.86 | 22.31 | 23.46 | 24.58 | 24.58 | 24.04 | 25.72 | 26.14 | N | South | FC
OLINDA_2_QF | OLINDA QFS | LA Basin | 0 | 0 | 0 | 0 | 0 | 0 | 0 | 0 | 0 | 0 | 0 | 0 | N | South | FC
OLINDA_7_BLKSND | BlackSand Generating Facility | LA Basin | 0.07 | 0.07 | 0.07 | 0.02 | 0.01 | 0.12 | 0.08 | 0.08 | 0.06 | 0.01 | 0 | 0.01 | N | South | FC
OLIVEP_1_SOLAR | White River Solar | CAISO System | 0.8 | 0.6 | 3.6 | 3 | 3.2 | 6.2 | 7.8 | 5.4 | 2.8 | 0.4 | 0.4 | 0 | N | North | FC
OLIVEP_1_SOLAR2 | White River West | CAISO System | 0.79 | 0.59 | 3.56 | 2.96 | 3.16 | 6.12 | 7.7 | 5.33 | 2.77 | 0.4 | 0.4 | 0 | N | North | FC
OLSEN_2_UNIT | OLSEN POWER PARTNERS | CAISO System | 2 | 2.12 | 3.84 | 4.38 | 3.3 | 1.57 | 0.42 | 0.07 | 0 | 0 | 0.28 | 0.16 | N | North | FC
OMAR_2_UNIT 1 | KERN RIVER COGENERATION CO. UNIT 1 | Big Creek-Ventura | 76 | 76 | 75 | 73.1 | 72.04 | 71.02 | 71.04 | 70.72 | 72.32 | 72.7 | 74.72 | 76 | Y | South | FC
OMAR_2_UNIT 2 | KERN RIVER COGENERATION CO. UNIT 2 | Big Creek-Ventura | 76.18 | 76 | 75.12 | 73.99 | 72.59 | 71.26 | 71.08 | 71.52 | 72.12 | 73.3 | 75.04 | 76 | Y | South | FC
OMAR_2_UNIT 3 | KERN RIVER COGENERATION CO. UNIT 3 | Big Creek-Ventura | 78.26 | 78.26 | 77.88 | 77.04 | 75.71 | 74.51 | 74.57 | 75.7 | 75.62 | 76.39 | 78.14 | 78.09 | Y | South | FC
OMAR_2_UNIT 4 | KERN RIVER COGENERATION CO. UNIT 4 | Big Creek-Ventura | 81.44 | 81.44 | 81.44 | 81.44 | 81.44 | 81.44 | 81.44 | 81.44 | 81.44 | 81.44 | 81.44 | 81.44 | Y | South | FC
ONLLPP_6_UNITS | O'NEILL PUMP-GEN (AGGREGATE) | Fresno | 5.05 | 5.84 | 6.52 | 6.55 | 6.64 | 6.36 | 6.62 | 6.04 | 6.13 | 6.24 | 5.36 | 0 | N | North | FC
ORLND_6_HIGHLI | High Line Canal Hydro | CAISO System | 0 | 0 | 0 | 0.03 | 0.13 | 0.12 | 0.1 | 0.02 | 0.02 | 0.06 | 0 | 0 | N | North | FC
ORLND_6_SOLAR1 | Enerparc California 2 | CAISO System | 0.06 | 0.05 | 0.27 | 0.23 | 0.24 | 0.47 | 0.59 | 0.41 | 0.21 | 0.03 | 0.03 | 0 | N | North | FC | 100%
ORMOND_7_UNIT 1 | ORMOND BEACH GEN STA. UNIT 1 | Big Creek-Ventura | 741.27 | 741.27 | 741.27 | 741.27 | 741.27 | 741.27 | 741.27 | 741.27 | 741.27 | 741.27 | 741.27 | 741.27 | Y | South | FC
ORMOND_7_UNIT 2 | ORMOND BEACH GEN STA. UNIT 2 | Big Creek-Ventura | 750 | 750 | 750 | 750 | 750 | 750 | 750 | 750 | 750 | 750 | 750 | 750 | Y | South | FC
OROLOM_1_SOLAR1 | Oro Loma Solar 1 | Fresno | 0 | 0 | 0 | 0 | 0 | 0 | 0 | 0 | 0 | 0 | 0 | 0 | N | North | EO
OROLOM_1_SOLAR2 | Oro Loma Solar 2 | Fresno | 0 | 0 | 0 | 0 | 0 | 0 | 0 | 0 | 0 | 0 | 0 | 0 | N | North | EO
OROVIL_6_UNIT | Oroville Cogeneration, LP | Sierra | 7.5 | 7.5 | 7.5 | 7.5 | 7.5 | 7.5 | 7.5 | 7.5 | 7.5 | 7.5 | 7.5 | 7.5 | Y | North | FC
ORTGA_6_ME1SL1 | Merced 1 | Fresno | 0.12 | 0.09 | 0.54 | 0.45 | 0.48 | 0.93 | 1.17 | 0.81 | 0.42 | 0.06 | 0.06 | 0 | N | North | FC
OSO_6_NSPIN | OSO_6_NSPIN | Big Creek-Ventura | 18 | 18 | 18 | 18 | 18 | 18 | 18 | 18 | 18 | 18 | 18 | 18 | Y | South | FC
OTAY_6_PL1X2 | Chula Vista Energy Center, LLC | San Diego-IV | 35.5 | 35.5 | 35.5 | 35.5 | 35.5 | 35.5 | 35.5 | 35.5 | 35.5 | 35.5 | 35.5 | 35.5 | Y | South | FC
OTMESA_2_PL1X3 | OTAY MESA ENERGY CENTER | San Diego-IV | 603.6 | 603.6 | 603.6 | 603.6 | 603.6 | 603.6 | 603.6 | 603.6 | 603.6 | 603.6 | 603.6 | 603.6 | Y | South | FC
OXBOW_6_DRUM | OXBOW HYDRO | Sierra | 2.95 | 1.8 | 2.45 | 3.43 | 3.12 | 4.04 | 4.73 | 4.3 | 3.64 | 0 | 2.08 | 3.38 | N | North | FC
OXMTN_6_LNDFIL | Ox Mountain Landfill Generating Plant | Bay Area | 10.09 | 9.76 | 9.93 | 10.1 | 10.49 | 10.37 | 8.33 | 10.51 | 10.55 | 10.4 | 10.52 | 10.58 | N | North | FC
PACLUM_6_UNIT | Humboldt Redwood | Humboldt | 9.51 | 8.22 | 9.11 | 6.95 | 9.36 | 15.02 | 13.21 | 12.55 | 12.55 | 13.76 | 11.48 | 12.79 | N | North | FC
PADUA_2_ONTARO | ONTARIO/SIERRA HYDRO PSP | LA Basin | 0.39 | 0.25 | 0.81 | 1.19 | 1.06 | 0.84 | 0.66 | 0.59 | 0.6 | 0.54 | 0.41 | 0.63 | N | South | FC
PADUA_2_SOLAR1 | Kona Solar - Rancho DC #1 | LA Basin | 0 | 0 | 0 | 0 | 0 | 0 | 0 | 0 | 0 | 0 | 0 | 0 | N | South | EO
PADUA_6_MWDSDM | San Dimas Hydroelectric Recovery Plant | LA Basin | 0 | 0 | 0 | 0 | 0 | 0 | 0 | 0 | 0 | 0 | 0 | 0 | Y | South | FC
PADUA_6_QF | PADUA QFS | LA Basin | 0.1 | 0.07 | 0.24 | 0.3 | 0.37 | 0.39 | 0.42 | 0.33 | 0.37 | 0.35 | 0.37 | 0.09 | N | South | FC
PADUA_7_SDIMAS | San Dimas Wash Hydro | LA Basin | 0 | 0 | 0 | 0 | 1.05 | 1.05 | 1.05 | 1.05 | 1.05 | 0 | 0 | 0 | Y | South | FC
PAIGES_6_SOLAR | Paige Solar | Fresno | 0 | 0 | 0 | 0 | 0 | 0 | 0 | 0 | 0 | 0 | 0 | 0 | N | North | EO
PALALT_7_COBUG | Cooperatively Owned Back Up Generator | Bay Area | 0 | 0 | 0 | 0 | 0 | 0 | 0 | 0 | 0 | 0 | 0 | 0 | N | North | FC
PALOMR_2_PL1X3 | Palomar Energy Center | San Diego-IV | 565.61 | 565.61 | 565.61 | 565.61 | 565.61 | 565.61 | 565.61 | 565.61 | 565.61 | 565.61 | 565.61 | 565.61 | Y | South | FC
PANSEA_1_PANARO | Mesa Wind Project | LA Basin | 4.2 | 3.6 | 8.4 | 7.5 | 7.5 | 9.9 | 6.9 | 6.3 | 4.5 | 2.4 | 3.6 | 3.9 | N | South | FC
PARDEB_6_UNITS | Pardee Power House | CAISO System | 7.48 | 14.88 | 23.68 | 23.76 | 24 | 22.56 | 11.76 | 14.96 | 14.96 | 14.96 | 10.96 | 15.76 | Y | North | FC
PBLOSM_2_SOLAR | PearBlossom | CAISO System | 0.38 | 0.29 | 1.71 | 1.43 | 1.52 | 2.95 | 3.71 | 2.57 | 1.33 | 0.19 | 0.19 | 0 | N | South | FC
PEABDY_2_LNDFIL | G2 Energy Hay Road Power Plant | CAISO System | 1.5 | 1.48 | 1.5 | 1.44 | 1.16 | 1.47 | 1.46 | 1.49 | 1.51 | 1.51 | 1.52 | 1.53 | N | North | ID | 100% | 15DGD Waiting for Moraga-Castro Valley 230 kV Capacity Increase and possibly other
PEABDY_2_LNDFL1 | Potrero Hills Energy Producers | CAISO System | 7.43 | 7.63 | 7.18 | 7.39 | 7.22 | 7.34 | 7.21 | 7.3 | 7.2 | 6.59 | 7.31 | 7.4 | N | North | FC | 100%
PEARBL_2_NSPIN | PEARBL_2_NSPIN | CAISO System | 21 | 21 | 42 | 46 | 46 | 46 | 46 | 46 | 46 | 46 | 46 | 46 | Y | South | FC
PEORIA_1_SOLAR | Sonora 1 | Stockton | 0.06 | 0.05 | 0.27 | 0.23 | 0.24 | 0.47 | 0.59 | 0.41 | 0.21 | 0.03 | 0.03 | 0 | N | North | FC
PGCC_1_PDRP02 | PGCC_1_PDRP02 | Bay Area | 0 | 0.1 | 0.13 | 0.1 | 0.1 | 0.1 | 0.1 | 0.1 | 0.1 | 0.1 | 0.1 | 0.1 | Y | North | FC
PGCC_1_PDRP04 | PGCC_1_PDRP04 | Bay Area | 0 | 0.1 | 0.13 | 0.15 | 0.1 | 0.14 | 0.1 | 0.1 | 0.1 | 0.1 | 0.1 | 0.1 | Y | North | FC
PGCC_1_PDRP12 | PGCC_1_PDRP12 | Bay Area | 0.2 | 0.3 | 0.3 | 0 | 0 | 0 | 0 | 0 | 0 | 0.15 | 0.18 | 0.18 | Y | North | FC
PGCC_1_PDRP13 | PGCC_1_PDRP13 | Bay Area | 0 | 0 | 0 | 0.45 | 0.35 | 0.38 | 0.36 | 0.23 | 0.21 | 0.13 | 0.18 | 0.18 | Y | North | FC
PGCC_1_PDRP16 | PGCC_1_PDRP16 | Bay Area |  |  |  |  | 0.9 | 0.88 | 0.99 | 0.99 | 0 | 0 | 0 | 0 | Y | North | FC
PGCC_1_PDRP18 | PGCC_1_PDRP18 | Bay Area | 0.56 | 0.56 | 0.65 | 0.65 | 0 | 0 | 0 | 0 | 0 | 0 | 0 | 0 | Y | North | FC
PGCC_1_PDRP21 | PGCC_1_PDRP21 | Bay Area | 0.81 | 0.83 | 0.84 | 0.88 | 0.92 | 0.99 | 0.35 | 0.28 | 0 | 0 | 0 | 0 | Y | North | FC
PGCC_1_PDRP22 | PGCC_1_PDRP22 | Bay Area | 0.8 | 0.81 | 0.81 | 0.84 | 0.89 | 0.97 | 0 | 0.2 | 0 | 0 | 0 | 0 | Y | North | FC
PGCC_1_PDRP24 | VLTS_PDR_PGCC_01 | Bay Area | 3 | 3 | 3 | 3 | 4.2 | 4.2 | 5.5 | 5.5 | 0 | 0 | 0 | 0 | Y | North | FC
PGCC_1_PDRP25 | PGCC_1_PDRP25 | Bay Area | 0.41 | 0.42 | 0.42 | 0.43 | 0.46 | 0.5 | 0 | 0.1 | 0 | 0 | 0 | 0 | Y | North | FC
PGCC_1_PDRP31 | PGCC_1_PDRP31 | Bay Area | 0.41 | 0.41 | 0.43 | 0.43 | 0.46 | 0.5 | 0 | 0 | 0 | 0 | 0 | 0 | Y | North | FC
PGCC_1_PDRP37 | PDR-F PGCC | Bay Area |  |  |  |  | 0.52 | 0.55 | 0.46 | 0.46 | 0 | 0 | 0 | 0 | Y | North | FC
PGEB_2_PDRP04 | PGEB_2_PDRP04 | Bay Area | 0.3 | 0.3 | 0.3 | 0.96 | 0.69 | 0.48 | 0 | 0 | 0 | 0.27 | 0.4 | 0.79 | Y | North | FC
PGEB_2_PDRP05 | PGEB_2_PDRP05 | Bay Area | 0 | 0.1 | 0.13 | 0.1 | 0.1 | 0.22 | 0.2 | 0.2 | 0.2 | 0.1 | 0.12 | 0.12 | Y | North | FC
PGEB_2_PDRP08 | PGEB_2_PDRP08 | Bay Area | 0 | 0.1 | 0.12 | 0.1 | 0.12 | 0.31 | 0.2 | 0.27 | 0.19 | 0.1 | 0.1 | 0.1 | Y | North | FC
PGEB_2_PDRP09 | PGEB_2_PDRP09 | Bay Area | 0 | 0.1 | 0.12 | 0.1 | 0.1 | 0.22 | 0.2 | 0.2 | 0.2 | 0.1 | 0.12 | 0.12 | Y | North | FC
PGEB_2_PDRP10 | PGEB_2_PDRP10 | Bay Area | 0 | 0.1 | 0.12 | 0.1 | 0.12 | 0.31 | 0.2 | 0.27 | 0.19 | 0.1 | 0.1 | 0.1 | Y | North | FC
PGEB_2_PDRP100 | PGEB_2_PDRP100 | Bay Area |  |  |  |  | 0.9 | 0.97 | 0.99 | 0.99 | 0 | 0 | 0 | 0 | Y | North | FC
PGEB_2_PDRP101 | PGEB_2_PDRP101 | Bay Area |  |  |  |  | 0.99 | 0.99 | 0.99 | 0.99 | 0 | 0 | 0 | 0 | Y | North | FC
PGEB_2_PDRP105 | PGEB_2_PDRP105 | Bay Area | 0.66 | 0.66 | 0.81 | 0.81 | 0 | 0 | 0 | 0 | 0 | 0 | 0 | 0 | Y | North | FC
PGEB_2_PDRP106 | PDR-F PGEB | Bay Area |  |  |  |  | 1.37 | 1.53 | 1.65 | 1.57 | 0 | 0 | 0 | 0 | Y | North | FC
PGEB_2_PDRP107 | VLTS_PDR_PGEB_02 | Bay Area | AUG: 0.25; SEP: 0; OCT: 0; NOV: 0; DEC: 0 | Y | North | FC
PGEB_2_PDRP21 | PGEB_2_PDRP21 | Bay Area | 0 | 0.1 | 0.12 | 0.1 | 0.1 | 0.23 | 0.2 | 0.2 | 0.2 | 0.1 | 0.12 | 0.12 | Y | North | FC
PGEB_2_PDRP22 | PGEB_2_PDRP22 | Bay Area | 0 | 0.1 | 0.12 | 0.1 | 0.12 | 0.31 | 0.2 | 0.27 | 0.19 | 0.1 | 0.1 | 0.1 | Y | North | FC
PGEB_2_PDRP23 | PGEB_2_PDRP23 | Bay Area | 0 | 0.1 | 0.12 | 0.1 | 0.1 | 0.25 | 0.2 | 0.2 | 0.2 | 0.1 | 0.12 | 0.12 | Y | North | FC
PGEB_2_PDRP24 | PGEB_2_PDRP24 | Bay Area | 0 | 0.1 | 0.12 | 0.1 | 0.12 | 0.31 | 0.2 | 0.27 | 0.19 | 0.1 | 0.1 | 0.1 | Y | North | FC
PGEB_2_PDRP25 | PGEB_2_PDRP25 | Bay Area | 0 | 0.1 | 0.12 | 0.1 | 0.1 | 0.25 | 0.2 | 0.2 | 0.2 | 0.1 | 0.12 | 0.12 | Y | North | FC
PGEB_2_PDRP26 | PGEB_2_PDRP26 | Bay Area | 0 | 0.1 | 0.12 | 0.1 | 0.12 | 0.31 | 0.2 | 0.27 | 0.19 | 0.1 | 0.1 | 0.1 | Y | North | FC
PGEB_2_PDRP27 | PGEB_2_PDRP27 | Bay Area | 0 | 0.1 | 0.12 | 0.1 | 0.1 | 0.25 | 0.2 | 0.2 | 0.2 | 0.1 | 0.12 | 0.12 | Y | North | FC
PGEB_2_PDRP28 | PGEB_2_PDRP28 | Bay Area | 0 | 0.1 | 0.12 | 0.1 | 0.12 | 0.28 | 0.2 | 0.27 | 0.16 | 0.1 | 0.1 | 0.1 | Y | North | FC
PGEB_2_PDRP29 | PGEB_2_PDRP29 | Bay Area | 0 | 0.1 | 0.12 | 0.1 | 0.17 | 0.25 | 0.2 | 0.2 | 0.19 | 0.11 | 0.12 | 0.12 | Y | North | FC
PGEB_2_PDRP30 | PGEB_2_PDRP30 | Bay Area | 0 | 0.1 | 0.12 | 0.1 | 0.12 | 0.27 | 0.1 | 0.27 | 0.14 | 0.15 | 0.1 | 0.1 | Y | North | FC
PGEB_2_PDRP31 | PGEB_2_PDRP31 | Bay Area | 0 | 0.16 | 0.21 | 0.12 | 0.13 | 0.25 | 0.18 | 0.17 | 0.16 | 0.15 | 0.12 | 0.12 | Y | North | FC
PGEB_2_PDRP34 | PGEB_2_PDRP34 | Bay Area | 0 | 0 | 0 | 0 | 0 | 0 | 0.25 | 0.32 | 0.32 | 0.32 | 0 | 0 | Y | North | FC
PGEB_2_PDRP35 | PGEB_2_PDRP35 | Bay Area | 0 | 0 | 0 | 0 | 0 | 0 | 0.25 | 0.32 | 0.32 | 0.32 | 0 | 0 | Y | North | FC
PGEB_2_PDRP36 | PGEB_2_PDRP36 | Bay Area | 0 | 0 | 0 | 0 | 0 | 0 | 0.25 | 0.32 | 0.32 | 0.32 | 0 | 0 | Y | North | FC
PGEB_2_PDRP37 | PGEB_2_PDRP37 | Bay Area | 0 | 0 | 0 | 0 | 0 | 0 | 0.25 | 0.31 | 0.31 | 0.31 | 0 | 0 | Y | North | FC
PGEB_2_PDRP40 | PGEB_2_PDRP40 | Bay Area | 0 | 0 | 0 | 0 | 0 | 0 | 0.25 | 0.31 | 0.31 | 0.31 | 0 | 0 | Y | North | FC
PGEB_2_PDRP41 | PGEB_2_PDRP41 | Bay Area | 0 | 0 | 0 | 0 | 0 | 0 | 0.25 | 0.31 | 0.31 | 0.31 | 0 | 0 | Y | North | FC
PGEB_2_PDRP42 | PGEB_2_PDRP42 | Bay Area | 0 | 0 | 0 | 0 | 0 | 0 | 0.95 | 0.94 | 0.95 | 0 | 0 | 0 | Y | North | FC
PGEB_2_PDRP43 | PGEB_2_PDRP43 | Bay Area | 0 | 0 | 0 | 0.1 | 0.11 | 0.3 | 0.3 | 0.31 | 0.28 | 0 | 0 | 0 | Y | North | FC
PGEB_2_PDRP44 | PGEB_2_PDRP44 | Bay Area | 0 | 0 | 0 | 0.1 | 0.11 | 0.3 | 0.31 | 0.34 | 0.28 | 0 | 0 | 0 | Y | North | FC
PGEB_2_PDRP45 | PGEB_2_PDRP45 | Bay Area | 0 | 0 | 0 | 0.1 | 0.11 | 0.3 | 0.31 | 0.31 | 0.28 | 0 | 0 | 0 | Y | North | FC
PGEB_2_PDRP46 | PGEB_2_PDRP46 | Bay Area | 0 | 0 | 0 | 0.1 | 0.11 | 0.3 | 0.31 | 0.34 | 0.28 | 0 | 0 | 0 | Y | North | FC
PGEB_2_PDRP47 | PGEB_2_PDRP47 | Bay Area | 0.3 | 0.3 | 0.3 | 0.25 | 0.2 | 0.39 | 0.4 | 0.4 | 0.4 | 0.47 | 0.39 | 0.4 | Y | North | FC
PGEB_2_PDRP48 | PGEB_2_PDRP48 | Bay Area | 0 | 0 | 0 | 0 | 0 | 0.2 | 0.2 | 0.6 | 0.93 | 0 | 0 | 0 | Y | North | FC
PGEB_2_PDRP49 | PGEB_2_PDRP49 | Bay Area | 0 | 0 | 0 | 0 | 0 | 0.2 | 0.2 | 0.6 | 0.95 | 0 | 0 | 0 | Y | North | FC
PGEB_2_PDRP50 | PGEB_2_PDRP50 | Bay Area | 0 | 0 | 0 | 0 | 0 | 0 | 0.25 | 0.31 | 0.31 | 0.31 | 0 | 0 | Y | North | FC
PGEB_2_PDRP51 | PGEB_2_PDRP51 | Bay Area | 0 | 0 | 0 | 0 | 0 | 0 | 0.25 | 0.3 | 0.3 | 0.3 | 0 | 0 | Y | North | FC
PGEB_2_PDRP52 | PGEB_2_PDRP52 | Bay Area | 0.5 | 0.5 | 0.5 | 0.96 | 0.7 | 0.5 | 0 | 0 | 0 | 0 | 0.4 | 0.7 | Y | North | FC
PGEB_2_PDRP53 | PGEB_2_PDRP53 | Bay Area | 0 | 0 | 0 | 0 | 0 | 0 | 0.95 | 0.95 | 0.9 | 0 | 0 | 0 | Y | North | FC
PGEB_2_PDRP54 | PGEB_2_PDRP54 | Bay Area | 0 | 0 | 0 | 0 | 0 | 0 | 0.95 | 0.95 | 0.14 | 0 | 0 | 0 | Y | North | FC
PGEB_2_PDRP55 | PGEB_2_PDRP55 | Bay Area | 0 | 0 | 0 | 0 | 0 | 0 | 0.98 | 0.98 | 0.98 | 0 | 0 | 0 | Y | North | FC
PGEB_2_PDRP56 | PGEB_2_PDRP56 | Bay Area | 0 | 0 | 0 | 0 | 0 | 0 | 0.97 | 0.97 | 0.97 | 0 | 0 | 0 | Y | North | FC
PGEB_2_PDRP57 | PGEB_2_PDRP57 | Bay Area | 0 | 0 | 0 | 0 | 0.95 | 0 | 0 | 0 | 0.2 | 0 | 0 | 0 | Y | North | FC
PGEB_2_PDRP60 | PGEB_2_PDRP60 | Bay Area | 1.52 | 1.52 | 2.5 | 2.5 | 3.19 | 3.5 | 3.81 | 2.5 | 0 | 0 | 0 | 0 | Y | North | FC
PGEB_2_PDRP61 | PGEB_2_PDRP61 | Bay Area | 0.8 | 0.81 | 0.82 | 0.84 | 0.89 | 0.97 | 0.65 | 0.65 | 0 | 0 | 0 | 0 | Y | North | FC
PGEB_2_PDRP62 | PGEB_2_PDRP62 | Bay Area | 2.42 | 2.45 | 2.47 | 2.56 | 2.7 | 2.93 | 3 | 2.5 | 0 | 0 | 0 | 0 | Y | North | FC
PGEB_2_PDRP63 | PGEB_2_PDRP63 | Bay Area | 0.66 | 0.66 | 0.99 | 0.99 | 0 | 0 | 0 | 0 | 0 | 0 | 0 | 0 | Y | North | FC
PGEB_2_PDRP64 | PGEB_2_PDRP64 | Bay Area | 0.32 | 0.33 | 0.33 | 0.34 | 0.36 | 0 | 0 | 0.35 | 0 | 0 | 0 | 0 | Y | North | FC
PGEB_2_PDRP65 | PGEB_2_PDRP65 | Bay Area | 0.48 | 0.49 | 0.49 | 0.51 | 0.54 | 0 | 0 | 0 | 0 | 0 | 0 | 0 | Y | North | FC
PGEB_2_PDRP66 | PGEB_2_PDRP66 | Bay Area | 0.4 | 0.41 | 0.41 | 0.43 | 0.45 | 0.29 | 0.35 | 0 | 0 | 0 | 0 | 0 | Y | North | FC
PGEB_2_PDRP67 | PGEB_2_PDRP67 | Bay Area | JUN: 0.39; JUL: 0.75; AUG: 0.9; SEP: 0; OCT: 0; NOV: 0; DEC: 0 | Y | North | FC
PGEB_2_PDRP68 | PGEB_2_PDRP68 | Bay Area | JUN: 1.15; JUL: 0.27; AUG: 0.65; SEP: 0; OCT: 0; NOV: 0; DEC: 0 | Y | North | FC
PGEB_2_PDRP69 | PGEB_2_PDRP69 | Bay Area | JUN: 0.97; JUL: 0.35; AUG: 0.65; SEP: 0; OCT: 0; NOV: 0; DEC: 0 | Y | North | FC
PGEB_2_PDRP78 | PGEB_2_PDRP78 | Bay Area | 0.8 | 0.81 | 0.81 | 0.84 | 0.89 | 0 | 0 | 0 | 0 | 0 | 0 | 0 | Y | North | FC
PGEB_2_PDRP79 | PGEB_2_PDRP79 | Bay Area | 0.8 | 0.81 | 0.81 | 0.84 | 0.89 | 0.61 | 0.31 | 0.15 | 0 | 0 | 0 | 0 | Y | North | FC
PGEB_2_PDRP80 | PGEB_2_PDRP80 | Bay Area | 0.48 | 0.49 | 0.49 | 0.51 | 0.54 | 0.59 | 0 | 0 | 0 | 0 | 0 | 0 | Y | North | FC
PGEB_2_PDRP81 | PGEB_2_PDRP81 | Bay Area | 0.4 | 0.4 | 0.41 | 0.42 | 0.45 | 0.49 | 0 | 0 | 0 | 0 | 0 | 0 | Y | North | FC
PGEB_2_PDRP93 | VLTS_PDR_PGEB_1 | Bay Area | 0.5 | 0.5 | 0.9 | 0.9 | 0.9 | 0.9 | 0.9 | 0.9 | 0 | 0 | 0 | 0 | Y | North | FC
PGEB_2_PDRP94 | PDR-E PGEB | Bay Area | 0.4 | 0.45 | 0.45 | 0.45 | 0.45 | 0.45 | 0.45 | 0.45 | 0 | 0 | 0 | 0 | Y | North | FC
PGEB_2_PDRP99 | PDR-D PGEB | Bay Area | 0.1 | 0.1 | 0.1 | 0 | 0 | 0 | 0 | 0 | 0 | 0 | 0 | 0 | Y | North | FC
PGF1_2_PDRP03 | PGF1_2_PDRP03 | Fresno | 0 | 0 | 0 | 0.74 | 0.74 | 0.2 | 0 | 0 | 0.3 | 0.48 | 0.61 | 0.61 | Y | North | FC
PGF1_2_PDRP04 | PGF1_2_PDRP04 | Fresno | 0 | 0 | 0 | 0.61 | 0.71 | 0.17 | 0 | 0 | 0.2 | 0.35 | 0.66 | 0.66 | Y | North | FC
PGF1_2_PDRP100 | PDR-E PGF1 | Fresno | 1.1 | 1.2 | 2 | 2 | 2 | 2.4 | 2.5 | 2.5 | 0 | 0 | 0 | 0 | Y | North | FC
PGF1_2_PDRP102 | PDR-F PGF1 | Fresno |  |  |  |  | 0.76 | 0.87 | 1.54 | 1.47 | 0 | 0 | 0 | 0 | Y | North | FC
PGF1_2_PDRP11 | PGF1_2_PDRP11 | Fresno | 0 | 0 | 0 | 0 | 0 | 0 | 0.95 | 0.95 | 0.7 | 0 | 0 | 0 | Y | North | FC
PGF1_2_PDRP16 | PGF1_2_PDRP16 | Fresno | 0 | 0 | 0 | 0 | 0 | 0 | 0.95 | 0.95 | 0.7 | 0 | 0 | 0 | Y | North | FC
PGF1_2_PDRP17 | PGF1_2_PDRP17 | Fresno | 0 | 0 | 0 | 0 | 0 | 0 | 0.95 | 0.95 | 0.7 | 0 | 0 | 0 | Y | North | FC
PGF1_2_PDRP18 | PGF1_2_PDRP18 | Fresno | 0 | 0.1 | 0.16 | 0.15 | 0.26 | 0.56 | 0.5 | 0.45 | 0.54 | 0.2 | 0.2 | 0.2 | Y | North | FC
PGF1_2_PDRP19 | PGF1_2_PDRP19 | Fresno | 0 | 0.1 | 0.14 | 0.15 | 0.25 | 0.64 | 0.55 | 0.59 | 0.58 | 0.15 | 0.15 | 0.15 | Y | North | FC
PGF1_2_PDRP20 | PGF1_2_PDRP20 | Fresno | 0 | 0.1 | 0.16 | 0.15 | 0.2 | 0.56 | 0.55 | 0.45 | 0.54 | 0.2 | 0.2 | 0.2 | Y | North | FC
PGF1_2_PDRP21 | PGF1_2_PDRP21 | Fresno | 0 | 0.1 | 0.14 | 0.15 | 0.25 | 0.64 | 0.55 | 0.59 | 0.58 | 0.15 | 0.15 | 0.15 | Y | North | FC
PGF1_2_PDRP24 | PGF1_2_PDRP24 | Fresno | 0 | 0.1 | 0.15 | 0.15 | 0.2 | 0.56 | 0.55 | 0.45 | 0.54 | 0.2 | 0.2 | 0.2 | Y | North | FC
PGF1_2_PDRP25 | PGF1_2_PDRP25 | Fresno | 0 | 0.1 | 0.14 | 0.15 | 0.25 | 0.64 | 0.56 | 0.59 | 0.58 | 0.15 | 0.15 | 0.15 | Y | North | FC
PGF1_2_PDRP26 | PGF1_2_PDRP26 | Fresno | 0 | 0 | 0 | 0.2 | 0.2 | 0.51 | 0.55 | 0.4 | 0.54 | 0 | 0 | 0 | Y | North | FC
PGF1_2_PDRP27 | PGF1_2_PDRP27 | Fresno | 0 | 0 | 0 | 0.3 | 0.28 | 0.64 | 0.56 | 0.59 | 0.58 | 0 | 0 | 0 | Y | North | FC
PGF1_2_PDRP28 | PGF1_2_PDRP28 | Fresno | 0 | 0 | 0 | 0.2 | 0.2 | 0.51 | 0.55 | 0.4 | 0.49 | 0 | 0 | 0 | Y | North | FC
PGF1_2_PDRP29 | PGF1_2_PDRP29 | Fresno | 0 | 0 | 0 | 0.15 | 0.28 | 0.64 | 0.56 | 0.59 | 0.58 | 0 | 0 | 0 | Y | North | FC
PGF1_2_PDRP30 | PGF1_2_PDRP30 | Fresno | 0 | 0 | 0 | 0.15 | 0.2 | 0.51 | 0.53 | 0.5 | 0.49 | 0 | 0 | 0 | Y | North | FC
PGF1_2_PDRP36 | PGF1_2_PDRP36 | Fresno | 0 | 0 | 0 | 0.15 | 0.28 | 0.64 | 0.56 | 0.59 | 0.58 | 0 | 0 | 0 | Y | North | FC
PGF1_2_PDRP37 | PGF1_2_PDRP37 | Fresno | 0 | 0 | 0 | 0 | 0 | 0 | 0.95 | 0.95 | 0.95 | 0.95 | 0 | 0 | Y | North | FC
PGF1_2_PDRP38 | PGF1_2_PDRP38 | Fresno | 0 | 0 | 0 | 0 | 0 | 0 | 0.95 | 0.95 | 0.95 | 0.95 | 0 | 0 | Y | North | FC
PGF1_2_PDRP39 | PGF1_2_PDRP39 | Fresno | 0 | 0 | 0 | 0 | 0 | 0 | 0.95 | 0.95 | 0.95 | 0.95 | 0 | 0 | Y | North | FC
PGF1_2_PDRP40 | PGF1_2_PDRP40 | Fresno | 0 | 0 | 0 | 0 | 0 | 0 | 0.94 | 0.16 | 0.16 | 0.16 | 0 | 0 | Y | North | FC
PGF1_2_PDRP41 | PGF1_2_PDRP41 | Fresno | 0 | 0 | 0 | 0 | 0 | 0 | 0.95 | 0.95 | 0.73 | 0 | 0 | 0 | Y | North | FC
PGF1_2_PDRP42 | PGF1_2_PDRP42 | Fresno | 0 | 0 | 0 | 0 | 0 | 0 | 0.95 | 0.95 | 0.8 | 0 | 0 | 0 | Y | North | FC
PGF1_2_PDRP43 | PGF1_2_PDRP43 | Fresno | 0 | 0 | 0 | 0 | 0 | 0 | 0.95 | 0.95 | 0.8 | 0 | 0 | 0 | Y | North | FC
PGF1_2_PDRP44 | PGF1_2_PDRP44 | Fresno | 0 | 0 | 0 | 0 | 0 | 0 | 0.95 | 0.95 | 0.8 | 0 | 0 | 0 | Y | North | FC
PGF1_2_PDRP45 | PGF1_2_PDRP45 | Fresno | 0 | 0 | 0 | 0 | 0 | 0 | 0.95 | 0.95 | 0.8 | 0 | 0 | 0 | Y | North | FC
PGF1_2_PDRP46 | PGF1_2_PDRP46 | Fresno | 0 | 0 | 0 | 0 | 0 | 0 | 0.95 | 0.95 | 0.8 | 0 | 0 | 0 | Y | North | FC
PGF1_2_PDRP47 | PGF1_2_PDRP47 | Fresno | 0 | 0 | 0 | 0 | 0 | 0 | 0.95 | 0.95 | 0.8 | 0 | 0 | 0 | Y | North | FC
PGF1_2_PDRP48 | PGF1_2_PDRP48 | Fresno | 0 | 0 | 0 | 0 | 0 | 0 | 0.7 | 0.7 | 0.7 | 0 | 0 | 0 | Y | North | FC
PGF1_2_PDRP49 | PGF1_2_PDRP49 | Fresno | 0 | 0 | 0 | 0 | 0 | 0 | 0.7 | 0.7 | 0.7 | 0 | 0 | 0 | Y | North | FC
PGF1_2_PDRP50 | PGF1_2_PDRP50 | Fresno | 0 | 0 | 0 | 0 | 0 | 0 | 0.6 | 0.6 | 0.6 | 0 | 0 | 0 | Y | North | FC
PGF1_2_PDRP51 | PGF1_2_PDRP51 | Fresno | 0 | 0 | 0 | 0 | 0 | 0.2 | 0.2 | 0.6 | 0.95 | 0 | 0 | 0 | Y | North | FC
PGF1_2_PDRP52 | PGF1_2_PDRP52 | Fresno | 0 | 0 | 0 | 0 | 0 | 0.15 | 0.2 | 0.6 | 0.95 | 0 | 0 | 0 | Y | North | FC
PGF1_2_PDRP53 | PGF1_2_PDRP53 | Fresno | 0 | 0 | 0 | 0 | 0 | 0.2 | 0.2 | 0.6 | 0.9 | 0 | 0 | 0 | Y | North | FC
PGF1_2_PDRP54 | PGF1_2_PDRP54 | Fresno | 0 | 0 | 0 | 0 | 0 | 0.15 | 0.2 | 0.6 | 0.9 | 0 | 0 | 0 | Y | North | FC
PGF1_2_PDRP55 | PGF1_2_PDRP55 | Fresno | 0 | 0 | 0 | 0 | 0 | 0.2 | 0.2 | 0.6 | 0.9 | 0 | 0 | 0 | Y | North | FC
PGF1_2_PDRP56 | PGF1_2_PDRP56 | Fresno | 0 | 0 | 0 | 0 | 0 | 0.15 | 0.2 | 0.6 | 0.9 | 0 | 0 | 0 | Y | North | FC
PGF1_2_PDRP57 | PGF1_2_PDRP57 | Fresno | 0 | 0 | 0 | 0 | 0 | 0 | 0.95 | 0.95 | 0.8 | 0 | 0 | 0 | Y | North | FC
PGF1_2_PDRP58 | PGF1_2_PDRP58 | Fresno | 0 | 0 | 0 | 0 | 0.95 | 0 | 0 | 0 | 0.95 | 0 | 0 | 0 | Y | North | FC
PGF1_2_PDRP61 | PGF1_2_PDRP61 | Fresno | 1.73 | 1.73 | 1.76 | 1.88 | 1.94 | 1.5 | 1.06 | 0.4 | 0 | 0 | 0 | 0 | Y | North | FC
PGF1_2_PDRP62 | PGF1_2_PDRP62 | Fresno |  |  |  |  | 0.89 | 0.95 | 0.99 | 0.99 | 0 | 0 | 0 | 0 | Y | North | FC
PGF1_2_PDRP63 | PGF1_2_PDRP63 | Fresno | 3.47 | 3.45 | 3.51 | 3.76 | 3.87 | 2 | 0.42 | 0.5 | 0 | 0 | 0 | 0 | Y | North | FC
PGF1_2_PDRP64 | PGF1_2_PDRP64 | Fresno |  |  |  |  | 0.89 | 0.96 | 0.98 | 0.99 | 0 | 0 | 0 | 0 | Y | North | FC
PGF1_2_PDRP68 | PGF1_2_PDRP68 | Fresno | 0.3 | 0.3 | 0.8 | 0.8 | 0 | 0 | 0 | 0 | 0 | 0 | 0 | 0 | Y | North | FC
PGF1_2_PDRP72 | PGF1_2_PDRP72 | Fresno | 0.86 | 0.87 | 0.87 | 0.93 | 0.96 | 0.99 | 0.8 | 0.4 | 0 | 0 | 0 | 0 | Y | North | FC
PGF1_2_PDRP73 | PGF1_2_PDRP73 | Fresno | 0.86 | 0.85 | 0.86 | 0.92 | 0.95 | 0.98 | 0 | 0.45 | 0 | 0 | 0 | 0 | Y | North | FC
PGF1_2_PDRP74 | PGF1_2_PDRP74 | Fresno | JUN: 2.7; JUL: 2.32; AUG: 0.8; SEP: 0; OCT: 0; NOV: 0; DEC: 0 | Y | North | FC
PGF1_2_PDRP75 | PGF1_2_PDRP75 | Fresno | JUN: 0.79; JUL: 0.5; AUG: 0.65; SEP: 0; OCT: 0; NOV: 0; DEC: 0 | Y | North | FC
PGF1_2_PDRP77 | PGF1_2_PDRP77 | Fresno | 0.86 | 0.85 | 0.87 | 0.93 | 0.96 | 0.99 | 0 | 0.15 | 0 | 0 | 0 | 0 | Y | North | FC
PGF1_2_PDRP78 | PGF1_2_PDRP78 | Fresno | 0.86 | 0.85 | 0.87 | 0.93 | 0.96 | 0 | 0 | 0.5 | 0 | 0 | 0 | 0 | Y | North | FC
PGF1_2_PDRP79 | PGF1_2_PDRP79 | Fresno | AUG: 0.3; SEP: 0; OCT: 0; NOV: 0; DEC: 0 | Y | North | FC
PGF1_2_PDRP80 | PGF1_2_PDRP80 | Fresno | AUG: 0.65; SEP: 0; OCT: 0; NOV: 0; DEC: 0 | Y | North | FC
PGF1_2_PDRP81 | PGF1_2_PDRP81 | Fresno | AUG: 0.25; SEP: 0; OCT: 0; NOV: 0; DEC: 0 | Y | North | FC
PGF1_2_PDRP82 | PGF1_2_PDRP82 | Fresno | AUG: 0.15; SEP: 0; OCT: 0; NOV: 0; DEC: 0 | Y | North | FC
PGF1_2_PDRP83 | PGF1_2_PDRP83 | Fresno | AUG: 0.15; SEP: 0; OCT: 0; NOV: 0; DEC: 0 | Y | North | FC
PGF1_2_PDRP92 | VLTS_PDR_PGF1_01 | Fresno | 2 | 2 | 1.9 | 1.9 | 1.9 | 2.9 | 1.8 | 1.3 | 0 | 0 | 0 | 0 | Y | North | FC
PGFG_1_PDRP05 | PGFG_1_PDRP05 | NCNB | 0 | 0.14 | 0.14 | 0.2 | 0.19 | 0.37 | 0.46 | 0.42 | 0.39 | 0.21 | 0.2 | 0.2 | Y | North | FC
PGFG_1_PDRP13 | PGFG_1_PDRP13 | NCNB | 0 | 0.14 | 0.14 | 0.2 | 0.19 | 0.37 | 0.46 | 0.42 | 0.42 | 0.21 | 0.15 | 0.15 | Y | North | FC
PGFG_1_PDRP14 | PGFG_1_PDRP14 | NCNB | 0.2 | 0.2 | 0.2 | 0.19 | 0.22 | 0.2 | 0 | 0 | 0.4 | 0.2 | 0.19 | 0.19 | Y | North | FC
PGFG_1_PDRP15 | PGFG_1_PDRP15 | NCNB | 0 | 0 | 0 | 0 | 0 | 0 | 0 | 0 | 0 | 0 | 0.2 | 0.2 | Y | North | FC
PGFG_1_PDRP17 | PGFG_1_PDRP17 | NCNB | 0 | 0 | 0 | 0 | 0 | 0.2 | 0.2 | 0.6 | 0.38 | 0 | 0 | 0 | Y | North | FC
PGFG_1_PDRP19 | PGFG_1_PDRP19 | NCNB |  |  |  |  | 0.7 | 0.92 | 0.99 | 0.99 | 0 | 0 | 0 | 0 | Y | North | FC
PGFG_1_PDRP20 | PGFG_1_PDRP20 | NCNB | 0.1 | 0.1 | 0.1 | 0.1 | 0 | 0 | 0 | 0 | 0 | 0 | 0 | 0 | Y | North | FC
PGFG_1_PDRP21 | PGFG_1_PDRP21 | Fresno | 0.78 | 0.81 | 0.82 | 0.63 | 0.87 | 0.91 | 0.45 | 0.3 | 0 | 0 | 0 | 0 | Y | North | FC
PGFG_1_PDRP22 | PGFG_1_PDRP22 | Fresno | 0 | 0 | 0 | 0.31 | 0.7 | 0.68 | 0.16 | 0.25 | 0 | 0 | 0 | 0 | Y | North | FC
PGFG_1_PDRP23 | PGFG_1_PDRP23 | Fresno | AUG: 0.15; SEP: 0; OCT: 0; NOV: 0; DEC: 0 | Y | North | FC
PGFG_1_PDRP30 | PDR-D PGFG | NCNB | 0.55 | 0.6 | 0.66 | 0.67 | 0.7 | 0.67 | 0.66 | 0.62 | 0 | 0 | 0 | 0 | Y | North | FC
PGFG_1_PDRP32 | PGFG_1_PDRP32 | Fresno | 0 | 0 | 0 | 0 | 0 | 0.42 | 0 | 0.16 | 0 | 0 | 0 | 0 | Y | North | FC
PGFG_1_PDRP37 | PGFG_1_PDRP37 | NCNB |  |  | 0.3 | 0.3 | 0.3 | 0.3 | 0.3 | 0.3 | 0 | 0 | 0 | 0 | Y | North | FC
PGFG_1_PDRP39 | PDR-F PGFG | NCNB |  |  |  |  | 0.34 | 0.39 | 0.35 | 0.3 | 0 | 0 | 0 | 0 | Y | North | FC
PGHB_6_PDRP02 | PGHB_6_PDRP02 | Humboldt | 0 | 0.16 | 0.17 | 0.19 | 0.21 | 0.16 | 0.21 | 0.18 | 0.18 | 0.23 | 0.12 | 0.12 | Y | North | FC
PGHB_6_PDRP05 | PGHB_6_PDRP05 | Humboldt | 0 | 0 | 0 | 0 | 0 | 0.16 | 0 | 0 | 0 | 0 | 0 | 0 | Y | North | FC
PGHB_6_PDRP17 | PGHB_6_PDRP17 | Humboldt |  |  | 0.1 | 0.1 | 0.1 | 0.1 | 0.1 | 0.1 | 0 | 0 | 0 | 0 | Y | North | FC
PGKN_2_PDRP02 | PGKN_2_PDRP02 | Kern | 0.2 | 0.25 | 0.25 | 0.21 | 0.29 | 0.48 | 0.52 | 0.5 | 0.39 | 0.42 | 0.2 | 0.18 | Y | North | FC
PGKN_2_PDRP06 | PGKN_2_PDRP06 | Kern | 0.1 | 0.16 | 0.2 | 0.2 | 0.29 | 0.48 | 0.51 | 0.5 | 0.39 | 0.39 | 0.2 | 0.17 | Y | North | FC
PGKN_2_PDRP07 | PGKN_2_PDRP07 | Kern | 0.15 | 0.15 | 0.15 | 0.2 | 0.29 | 0.48 | 0.52 | 0.5 | 0.39 | 0.39 | 0.2 | 0.17 | Y | North | FC
PGKN_2_PDRP08 | PGKN_2_PDRP08 | Kern | 0 | 0 | 0 | 0.2 | 0.28 | 0.48 | 0.52 | 0.5 | 0.38 | 0.39 | 0 | 0 | Y | North | FC
PGKN_2_PDRP09 | PGKN_2_PDRP09 | Kern | 0 | 0 | 0 | 0.2 | 0.28 | 0.46 | 0.49 | 0.5 | 0.38 | 0 | 0 | 0 | Y | North | FC
PGKN_2_PDRP12 | PGKN_2_PDRP12 | Kern | 0 | 0 | 0 | 0.2 | 0.27 | 0.43 | 0.49 | 0.49 | 0.38 | 0 | 0 | 0 | Y | North | FC
PGKN_2_PDRP13 | PGKN_2_PDRP13 | Kern | 0 | 0 | 0 | 0 | 0 | 0.2 | 0.2 | 0.6 | 0.95 | 0 | 0 | 0 | Y | North | FC
PGKN_2_PDRP14 | PGKN_2_PDRP14 | Kern | 0 | 0 | 0 | 0 | 0 | 0.2 | 0.2 | 0.6 | 0.95 | 0 | 0 | 0 | Y | North | FC
PGKN_2_PDRP15 | PGKN_2_PDRP15 | Kern | 0 | 0 | 0 | 0 | 0 | 0 | 0 | 0 | 0.95 | 0 | 0 | 0 | Y | North | FC
PGKN_2_PDRP16 | PGKN_2_PDRP16 | Kern | 0 | 0 | 0 | 0 | 0 | 0 | 0 | 0 | 0.95 | 0 | 0 | 0 | Y | North | FC
PGKN_2_PDRP17 | PGKN_2_PDRP17 | Kern | AUG: 1.37; SEP: 1.37; OCT: 1.37; NOV: 0.46; DEC: 0.43 | Y | North | FC
PGKN_2_PDRP24 | PGKN_2_PDRP24 | Kern | JUN: 0.5; JUL: 0; AUG: 0.25; SEP: 0; OCT: 0; NOV: 0; DEC: 0 | Y | North | FC
PGKN_2_PDRP25 | PGKN_2_PDRP25 | Kern | 0.6 | 0.68 | 0.69 | 0.99 | 0.99 | 0.99 | 0.79 | 0.54 | 0 | 0 | 0 | 0 | Y | North | FC
PGKN_2_PDRP32 | VLTS_PDR_PGKN_1 | Kern | 1.5 | 1.5 | 2.6 | 2.6 | 2.6 | 2.6 | 1.7 | 1.7 | 0 | 0 | 0 | 0 | Y | North | FC
PGKN_2_PDRP33 | PGKN_2_PDRP33 | Kern | 0 | 0 | 0 | 0.6 | 0.7 | 0 | 0 | 0.15 | 0 | 0 | 0 | 0 | Y | North | FC
PGKN_2_PDRP34 | PGKN_2_PDRP34 | Kern | 0 | 0 | 0 | 0.56 | 0.6 | 0 | 0 | 0 | 0 | 0 | 0 | 0 | Y | North | FC
PGKN_2_PDRP35 | PGKN_2_PDRP35 | Kern | 0 | 0 | 0 | 0 | 0.51 | 0.75 | 0.17 | 0.25 | 0 | 0 | 0 | 0 | Y | North | FC
PGKN_2_PDRP36 | PGKN_2_PDRP36 | Kern | 0 | 0 | 0 | 0 | 0 | 0.89 | 0 | 0 | 0 | 0 | 0 | 0 | Y | North | FC
PGKN_2_PDRP43 | PGKN_2_PDRP43 | Kern | JUN: 0.5; JUL: 0; AUG: 0; SEP: 0; OCT: 0; NOV: 0; DEC: 0 | Y | North | FC
PGKN_2_PDRP45 | PDR-F PGKN | Kern |  |  |  |  | 0.42 | 0.46 | 0.55 | 0.53 | 0 | 0 | 0 | 0 | Y | North | FC
PGNB_2_PDRP02 | PGNB_2_PDRP02 | NCNB | 0 | 0.15 | 0.16 | 0.13 | 0.11 | 0.22 | 0.26 | 0.26 | 0.26 | 0.15 | 0.22 | 0.22 | Y | North | FC
PGNB_2_PDRP03 | PGNB_2_PDRP03 | NCNB | 0 | 0.15 | 0.16 | 0.13 | 0.12 | 0.22 | 0.26 | 0.26 | 0.26 | 0.15 | 0.1 | 0.1 | Y | North | FC
PGNB_2_PDRP15 | PGNB_2_PDRP15 | NCNB | 0.1 | 0.1 | 0.1 | 0.29 | 0.2 | 0.39 | 0.4 | 0.4 | 0.4 | 0.15 | 0.4 | 0.4 | Y | North | FC
PGNB_2_PDRP16 | PGNB_2_PDRP16 | NCNB | 0 | 0 | 0 | 0 | 0 | 0.2 | 0.14 | 0.2 | 0 | 0 | 0 | 0 | Y | North | FC
PGNB_2_PDRP19 | PGNB_2_PDRP19 | NCNB | 0.61 | 0.61 | 0.3 | 0.3 | 0.8 | 0.8 | 0.9 | 0.99 | 0 | 0 | 0 | 0 | Y | North | FC
PGNB_2_PDRP23 | PDR-E PGNB | NCNB | 0.85 | 0.85 | 0.85 | 0.85 | 0.85 | 0.85 | 0.84 | 0.8 | 0 | 0 | 0 | 0 | Y | North | FC
PGNB_2_PDRP24 | PDR-D PGNB | NCNB | 0.35 | 0.35 | 0.35 | 0.36 | 0.4 | 0.4 | 0.4 | 0.4 | 0 | 0 | 0 | 0 | Y | North | FC
PGNB_2_PDRP27 | PGNB_2_PDRP27 | NCNB | 0.76 | 0.78 | 0.8 | 0.62 | 0.98 | 0.9 | 0.42 | 0.25 | 0 | 0 | 0 | 0 | Y | North | FC
PGNB_2_PDRP30 | PGNB_2_PDRP30 | NCNB | 0 | 0 | 0 | 0.3 | 0.57 | 0.45 | 0 | 0.3 | 0 | 0 | 0 | 0 | Y | North | FC
PGNB_2_PDRP31 | PGNB_2_PDRP31 | NCNB | 0 | 0 | 0 | 0 | 0 | 0.15 | 0 | 0.25 | 0 | 0 | 0 | 0 | Y | North | FC
PGNB_2_PDRP34 | PGNB_2_PDRP34 | NCNB | JUN: 0.24; JUL: 0.22; AUG: 0.3; SEP: 0; OCT: 0; NOV: 0; DEC: 0 | Y | North | FC
PGNB_2_PDRP38 | PGNB_2_PDRP38 | NCNB |  |  | 0.1 | 0.1 | 0.1 | 0.1 | 0.1 | 0.1 | 0 | 0 | 0 | 0 | Y | North | FC
PGNB_2_PDRP39 | PDR-F PGNB | NCNB |  |  |  |  | 0.31 | 0.36 | 0.42 | 0.37 | 0 | 0 | 0 | 0 | Y | North | FC
PGNC_1_PDRP01 | PGNC_1_PDRP01 | NCNB | 0 | 0.13 | 0.15 | 0.13 | 0.23 | 0.34 | 0.4 | 0.42 | 0.43 | 0.33 | 0.26 | 0.26 | Y | North | FC
PGNC_1_PDRP04 | PGNC_1_PDRP04 | NCNB | 0 | 0.13 | 0.15 | 0.13 | 0.23 | 0.34 | 0.4 | 0.42 | 0.42 | 0.33 | 0.17 | 0.17 | Y | North | FC
PGNC_1_PDRP06 | PGNC_1_PDRP06 | NCNB | 0.1 | 0.1 | 0.1 | 0.3 | 0.33 | 0.39 | 0.4 | 0.4 | 0.4 | 0.4 | 0.4 | 0.4 | Y | North | FC
PGNC_1_PDRP07 | PGNC_1_PDRP07 | NCNB | 0 | 0 | 0 | 0 | 0 | 0.15 | 0.14 | 0.5 | 0.62 | 0 | 0 | 0 | Y | North | FC
PGNC_1_PDRP14 | PGNC_1_PDRP14 | NCNB | AUG: 0.2; SEP: 0; OCT: 0; NOV: 0; DEC: 0 | Y | North | FC
PGNC_1_PDRP17 | PGNC_1_PDRP17 | NCNB | 0.26 | 0.26 | 0.27 | 0.31 | 0.53 | 0.92 | 0.7 | 0.45 | 0 | 0 | 0 | 0 | Y | North | FC
PGNC_1_PDRP19 | PGNC_1_PDRP19 | NCNB |  |  |  | 0 | 0 | 0 | 0.4 | 0.2 | 0 | 0 | 0 | 0 | Y | North | FC
PGNC_1_PDRP20 | PGNC_1_PDRP20 | NCNB |  |  |  | 0 | 0 | 0 | 0 | 0.2 | 0 | 0 | 0 | 0 | Y | North | FC
PGNC_2_PDRP13 | PGNC_2_PDRP13 | NCNB |  |  | 0.1 | 0.1 | 0.1 | 0.1 | 0.1 | 0.1 | 0 | 0 | 0 | 0 | Y | North | FC
PGNP_2_PDRP02 | PGNP_2_PDRP02 | CAISO System | 0.49 | 0.4 | 0.4 | 0.3 | 0.3 | 0.2 | 0 | 0 | 0.45 | 0.63 | 0.6 | 0.6 | Y | North | FC
PGNP_2_PDRP08 | PGNP_2_PDRP08 | CAISO System | 0.5 | 0.5 | 0.4 | 0.29 | 0.29 | 0 | 0 | 0 | 0.45 | 0.64 | 0.46 | 0.46 | Y | North | FC
PGNP_2_PDRP09 | PGNP_2_PDRP09 | CAISO System | 0 | 0 | 0 | 0 | 0.95 | 0 | 0 | 0 | 0.95 | 0 | 0 | 0 | Y | North | FC
PGNP_2_PDRP10 | PGNP_2_PDRP10 | CAISO System | 0 | 0 | 0 | 0 | 0.27 | 0 | 0 | 0 | 0.4 | 0 | 0 | 0 | Y | North | FC
PGNP_2_PDRP11 | PGNP_2_PDRP11 | CAISO System | 0 | 0 | 0 | 0 | 0 | 0 | 0.81 | 0.83 | 0.8 | 0 | 0 | 0 | Y | North | FC
PGNP_2_PDRP16 | PGNP_2_PDRP16 | CAISO System | 0 | 0.14 | 0.16 | 0.13 | 0.2 | 0.41 | 0.47 | 0.48 | 0.5 | 0.4 | 0.2 | 0.2 | Y | North | FC
PGNP_2_PDRP17 | PGNP_2_PDRP17 | CAISO System | 0 | 0.14 | 0.16 | 0.13 | 0.2 | 0.41 | 0.47 | 0.48 | 0.48 | 0.4 | 0.2 | 0.2 | Y | North | FC
PGNP_2_PDRP18 | PGNP_2_PDRP18 | CAISO System | 0 | 0.14 | 0.16 | 0.13 | 0.2 | 0.41 | 0.47 | 0.48 | 0.5 | 0.4 | 0.2 | 0.2 | Y | North | FC
PGNP_2_PDRP19 | PGNP_2_PDRP19 | CAISO System | 0 | 0.14 | 0.16 | 0.13 | 0.2 | 0.41 | 0.47 | 0.48 | 0.48 | 0.4 | 0.2 | 0.2 | Y | North | FC
PGNP_2_PDRP20 | PGNP_2_PDRP20 | CAISO System | 0 | 0 | 0 | 0 | 0 | 0 | 0.8 | 0.8 | 0.8 | 0 | 0 | 0 | Y | North | FC
PGNP_2_PDRP21 | PGNP_2_PDRP21 | CAISO System | 0 | 0 | 0 | 0 | 0 | 0.15 | 0.15 | 0.5 | 0.95 | 0 | 0 | 0 | Y | North | FC
PGNP_2_PDRP22 | PGNP_2_PDRP22 | CAISO System | 0 | 0 | 0 | 0 | 0 | 0.15 | 0.15 | 0.5 | 0.95 | 0 | 0 | 0 | Y | North | FC
PGNP_2_PDRP23 | PGNP_2_PDRP23 | CAISO System | 0 | 0 | 0 | 0 | 0 | 0 | 0.3 | 0.3 | 0.3 | 0.3 | 0 | 0 | Y | North | FC
PGNP_2_PDRP24 | PGNP_2_PDRP24 | CAISO System | 0 | 0 | 0 | 0 | 0 | 0 | 0.3 | 0.3 | 0.3 | 0.3 | 0 | 0 | Y | North | FC
PGNP_2_PDRP25 | PGNP_2_PDRP25 | CAISO System | 0 | 0 | 0 | 0 | 0 | 0 | 0.39 | 0.51 | 0.51 | 0.51 | 0 | 0 | Y | North | FC
PGNP_2_PDRP26 | PGNP_2_PDRP26 | CAISO System | 0 | 0 | 0 | 0 | 0 | 0 | 0.75 | 0.45 | 0.4 | 0 | 0 | 0 | Y | North | FC
PGNP_2_PDRP27 | PGNP_2_PDRP27 | CAISO System | AUG: 0; SEP: 0; OCT: 0; NOV: 0.46; DEC: 0.6 | Y | North | FC
PGNP_2_PDRP28 | PGNP_2_PDRP28 | CAISO System | 0 | 0 | 0 | 0 | 0 | 0 | 0.6 | 0.6 | 0.6 | 0 | 0 | 0 | Y | North | FC
PGNP_2_PDRP30 | PGNP_2_PDRP30 | CAISO System |  |  |  |  | 0.91 | 0.8 | 0.66 | 0.99 | 0 | 0 | 0 | 0 | Y | North | FC
PGNP_2_PDRP31 | PGNP_2_PDRP31 | CAISO System | JUN: 0.92; JUL: 0.99; AUG: 0.99; SEP: 0; OCT: 0; NOV: 0; DEC: 0 | Y | North | FC
PGNP_2_PDRP35 | PDR-D PGNP | CAISO System | 0.3 | 0.17 | 0.14 | 0.12 | 0.13 | 0.16 | 0.18 | 0.12 | 0 | 0 | 0 | 0 | Y | North | FC
PGNP_2_PDRP38 | VLTS_PDR_PGNP-Calplant | CAISO System | 3.5 | 3.5 | 1.5 | 1.5 | 1.5 | 1.5 | 5 | 5 | 0 | 0 | 0 | 0 | Y | North | FC
PGNP_2_PDRP39 | VLTS_PDR_PGNP_02 | CAISO System | 0.5 | 0.5 | 0.95 | 0.95 | 0.95 | 0.95 | 0.95 | 0.95 | 0 | 0 | 0 | 0 | Y | North | FC
PGNP_2_PDRP40 | PGNP_2_PDRP40 | CAISO System | 0.81 | 0.81 | 0.8 | 0.8 | 0 | 0 | 0 | 0 | 0 | 0 | 0 | 0 | Y | North | FC
PGNP_2_PDRP41 | PGNP_2_PDRP41 | CAISO System | 0.99 | 0.99 | 0.99 | 0.99 | 0.99 | 0.87 | 0.56 | 0.5 | 0 | 0 | 0 | 0 | Y | North | FC
PGNP_2_PDRP42 | PGNP_2_PDRP42 | CAISO System | 0.46 | 0.45 | 0.51 | 0.5 | 0.7 | 0.68 | 0.6 | 0.5 | 0 | 0 | 0 | 0 | Y | North | FC
PGNP_2_PDRP43 | PGNP_2_PDRP43 | CAISO System | 0 | 0 | 0 | 0.24 | 0.49 | 0.49 | 0.3 | 0.3 | 0 | 0 | 0 | 0 | Y | North | FC
PGNP_2_PDRP44 | PGNP_2_PDRP44 | CAISO System | 0 | 0 | 0 | 0 | 0 | 0 | 0 | 0.35 | 0 | 0 | 0 | 0 | Y | North | FC
PGNP_2_PDRP46 | PGNP_2_PDRP46 | CAISO System | JUN: 0.39; JUL: 0.35; AUG: 0.31; SEP: 0; OCT: 0; NOV: 0; DEC: 0 | Y | North | FC
PGNP_2_PDRP51 | PDR-F PGNP | CAISO System |  |  |  |  | 0.69 | 0.78 | 0.86 | 0.92 | 0 | 0 | 0 | 0 | Y | North | FC
PGNP_2_PDRP52 | VLTS_PDR_PGNP_03 | CAISO System | AUG: 0.25; SEP: 0; OCT: 0; NOV: 0; DEC: 0 | Y | North | FC
PGP2_2_PDRP05 | PGP2_2_PDRP05 | Bay Area | 0 | 0.12 | 0.14 | 0.15 | 0.12 | 0.24 | 0.24 | 0.24 | 0.3 | 0.21 | 0.2 | 0.2 | Y | North | FC
PGP2_2_PDRP07 | PGP2_2_PDRP07 | Bay Area | 0 | 0.12 | 0.14 | 0.1 | 0.1 | 0.12 | 0.24 | 0.24 | 0.24 | 0.21 | 0.11 | 0.11 | Y | North | FC
PGP2_2_PDRP08 | PGP2_2_PDRP08 | Bay Area | 0 | 0.12 | 0.14 | 0.15 | 0.12 | 0.24 | 0.24 | 0.24 | 0.3 | 0.21 | 0.2 | 0.2 | Y | North | FC
PGP2_2_PDRP17 | PGP2_2_PDRP17 | Bay Area | 0 | 0.12 | 0.14 | 0.1 | 0.1 | 0.12 | 0.12 | 0.24 | 0.24 | 0.21 | 0.11 | 0.11 | Y | North | FC
PGP2_2_PDRP22 | PGP2_2_PDRP22 | Bay Area | 0.5 | 0.5 | 0.4 | 0.12 | 0.12 | 0.2 | 0 | 0 | 0.4 | 0.2 | 0.2 | 0.2 | Y | North | FC
PGP2_2_PDRP23 | PGP2_2_PDRP23 | Bay Area | 0 | 0 | 0 | 0 | 0 | 0.15 | 0.15 | 0.5 | 0.95 | 0 | 0 | 0 | Y | North | FC
PGP2_2_PDRP24 | PGP2_2_PDRP24 | Bay Area | 0 | 0 | 0 | 0 | 0 | 0 | 0 | 0 | 0.6 | 0 | 0 | 0 | Y | North | FC
PGP2_2_PDRP25 | PGP2_2_PDRP25 | Bay Area | 0 | 0 | 0 | 0.12 | 0.12 | 0 | 0 | 0 | 0 | 0.2 | 0.2 | 0.2 | Y | North | FC
PGP2_2_PDRP26 | PGP2_2_PDRP26 | Bay Area | 0 | 0 | 0 | 0.12 | 0.12 | 0 | 0 | 0 | 0 | 0.2 | 0.2 | 0.2 | Y | North | FC
PGP2_2_PDRP28 | PGP2_2_PDRP28 | Bay Area | 0 | 0 | 0 | 0.12 | 0.12 | 0 | 0 | 0 | 0 | 0.2 | 0.2 | 0.2 | Y | North | FC
PGP2_2_PDRP29 | PGP2_2_PDRP29 | Bay Area | 0 | 0 | 0 | 0.11 | 0.12 | 0 | 0 | 0 | 0 | 0.2 | 0.2 | 0.2 | Y | North | FC
PGP2_2_PDRP35 | PGP2_2_PDRP35 | Bay Area | 1.32 | 1.32 | 0 | 0 | 2.93 | 1.58 | 1.59 | 1.5 | 0 | 0 | 0 | 0 | Y | North | FC
PGP2_2_PDRP42 | PGP2_2_PDRP42 | Bay Area |  |  | 0.26 | 0.26 | 0 | 0 | 0 | 0 | 0 | 0 | 0 | 0 | Y | North | FC
PGP2_2_PDRP43 | PGP2_2_PDRP43 | Bay Area | 0.91 | 0.91 | 0.4 | 0.4 | 0 | 0 | 0 | 0 | 0 | 0 | 0 | 0 | Y | North | FC
PGP2_2_PDRP44 | PGP2_2_PDRP44 | Bay Area |  |  | 0.33 | 0.33 | 0 | 0 | 0 | 0 | 0 | 0 | 0 | 0 | Y | North | FC
PGP2_2_PDRP53 | PGP2_2_PDRP53 | Bay Area | 0.49 | 0.48 | 0.5 | 0.51 | 0.54 | 0 | 0 | 0.25 | 0 | 0 | 0 | 0 | Y | North | FC
PGP2_2_PDRP54 | PGP2_2_PDRP54 | Bay Area | 0.72 | 0.74 | 0.74 | 0.77 | 0.81 | 0.88 | 0.15 | 0.5 | 0 | 0 | 0 | 0 | Y | North | FC
PGP2_2_PDRP55 | PGP2_2_PDRP55 | Bay Area | 0.48 | 0.49 | 0.49 | 0.51 | 0.54 | 0.59 | 0 | 0.4 | 0 | 0 | 0 | 0 | Y | North | FC
PGP2_2_PDRP56 | PGP2_2_PDRP56 | Bay Area | 0.32 | 0.33 | 0.33 | 0.34 | 0.36 | 0.39 | 0.46 | 0.5 | 0 | 0 | 0 | 0 | Y | North | FC
PGP2_2_PDRP57 | PDR-D PGP2 | Bay Area | 0.35 | 0.35 | 0.34 | 0.37 | 0.41 | 0.41 | 0.41 | 0.41 | 0 | 0 | 0 | 0 | Y | North | FC
PGP2_2_PDRP58 | PGP2_2_PDRP58 | Bay Area |  |  | 0.4 | 0.4 | 0.4 | 0.4 | 0.4 | 0.4 | 0 | 0 | 0 | 0 | Y | North | FC
PGP2_2_PDRP59 | PDR-F PGP2 | Bay Area |  |  |  |  | 0.65 | 0.73 | 0.47 | 0.52 | 0 | 0 | 0 | 0 | Y | North | FC
PGP2_2_PDRP63 | PGP2_2_PDRP63 | Bay Area | JUN: 0.59; JUL: 0.5; AUG: 0.6; SEP: 0; OCT: 0; NOV: 0; DEC: 0 | Y | North | FC
PGP2_2_PDRP65 | PGP2_2_PDRP65 | Bay Area | 1.21 | 1.23 | 1.22 | 1.27 | 1.34 | 1.46 | 1.25 | 0.6 | 0 | 0 | 0 | 0 | Y | North | FC
PGSB_1_PDRP04 | PGSB_1_PDRP04 | Bay Area | 0 | 0.2 | 0.26 | 0.2 | 0.22 | 0.35 | 0.39 | 0.39 | 0.44 | 0.29 | 0.2 | 0.2 | Y | North | FC
PGSB_1_PDRP08 | PGSB_1_PDRP08 | Bay Area | 0 | 0.16 | 0.17 | 0.19 | 0.22 | 0.35 | 0.33 | 0.4 | 0.42 | 0.28 | 0.24 | 0.24 | Y | North | FC
PGSB_1_PDRP10 | PGSB_1_PDRP10 | Bay Area | 0.3 | 0.3 | 0.3 | 0.33 | 0.26 | 0.2 | 0 | 0 | 0.35 | 0.2 | 0.25 | 0.25 | Y | North | FC
PGSB_1_PDRP100 | PDR-F PGSB | Bay Area |  |  |  |  | 1.27 | 1.45 | 1.38 | 1.46 | 0 | 0 | 0 | 0 | Y | North | FC
PGSB_1_PDRP11 | PGSB_1_PDRP11 | Bay Area | 0.3 | 0.3 | 0.3 | 0.33 | 0.26 | 0 | 0 | 0 | 0 | 0.2 | 0.25 | 0.25 | Y | North | FC
PGSB_1_PDRP17 | PGSB_1_PDRP17 | Bay Area | 0.3 | 0.3 | 0.3 | 0.33 | 0.26 | 0 | 0 | 0 | 0 | 0.2 | 0.25 | 0.25 | Y | North | FC
PGSB_1_PDRP29 | PGSB_1_PDRP29 | Bay Area | 0.2 | 0.2 | 0.25 | 0.32 | 0.32 | 0 | 0 | 0 | 0 | 0.2 | 0.25 | 0.25 | Y | North | FC
PGSB_1_PDRP30 | PGSB_1_PDRP30 | Bay Area | 0.2 | 0.2 | 0.21 | 0 | 0 | 0 | 0 | 0 | 0 | 0.2 | 0.25 | 0.25 | Y | North | FC
PGSB_1_PDRP31 | PGSB_1_PDRP31 | Bay Area | 0 | 0 | 0 | 0 | 0 | 0.2 | 0.2 | 0.4 | 0.57 | 0 | 0 | 0 | Y | North | FC
PGSB_1_PDRP32 | PGSB_1_PDRP32 | Bay Area | 0 | 0 | 0 | 0 | 0 | 0 | 0 | 0.28 | 0.5 | 0 | 0 | 0 | Y | North | FC
PGSB_1_PDRP33 | PGSB_1_PDRP33 | Bay Area | 0 | 0 | 0 | 0 | 0 | 0 | 0 | 0 | 0.4 | 0 | 0 | 0 | Y | North | FC
PGSB_1_PDRP34 | PGSB_1_PDRP34 | Bay Area | 0 | 0 | 0 | 0 | 0 | 0 | 0.95 | 0.95 | 0.95 | 0 | 0 | 0 | Y | North | FC
PGSB_1_PDRP35 | PGSB_1_PDRP35 | Bay Area | 0 | 0 | 0 | 0.13 | 0.18 | 0.3 | 0.33 | 0.31 | 0.36 | 0 | 0 | 0 | Y | North | FC
PGSB_1_PDRP36 | PGSB_1_PDRP36 | Bay Area | 0 | 0 | 0 | 0.13 | 0.18 | 0.3 | 0.33 | 0.29 | 0.34 | 0 | 0 | 0 | Y | North | FC
PGSB_1_PDRP42 | PGSB_1_PDRP42 | Bay Area | 0 | 0 | 0 | 0.13 | 0.18 | 0.3 | 0.33 | 0.31 | 0.34 | 0 | 0 | 0 | Y | North | FC
PGSB_1_PDRP43 | PGSB_1_PDRP43 | Bay Area | 0 | 0 | 0 | 0.13 | 0.18 | 0.3 | 0.33 | 0.29 | 0.34 | 0 | 0 | 0 | Y | North | FC
PGSB_1_PDRP44 | PGSB_1_PDRP44 | Bay Area | 0 | 0 | 0 | 0.13 | 0.18 | 0.3 | 0.33 | 0.31 | 0.34 | 0 | 0 | 0 | Y | North | FC
PGSB_1_PDRP45 | PGSB_1_PDRP45 | Bay Area | 0 | 0 | 0 | 0.13 | 0.18 | 0.3 | 0.33 | 0.29 | 0.34 | 0 | 0 | 0 | Y | North | FC
PGSB_1_PDRP46 | PGSB_1_PDRP46 | Bay Area | 0 | 0 | 0 | 0.13 | 0.18 | 0.3 | 0.33 | 0.31 | 0.34 | 0 | 0 | 0 | Y | North | FC
PGSB_1_PDRP47 | PGSB_1_PDRP47 | Bay Area | 0 | 0 | 0 | 0.13 | 0.18 | 0.3 | 0.33 | 0.29 | 0.34 | 0 | 0 | 0 | Y | North | FC
PGSB_1_PDRP48 | PGSB_1_PDRP48 | Bay Area | 0 | 0 | 0 | 0 | 0 | 0 | 0.61 | 0.61 | 0.61 | 0 | 0 | 0 | Y | North | FC
PGSB_1_PDRP49 | PGSB_1_PDRP49 | Bay Area | 0 | 0 | 0 | 0 | 0 | 0 | 0.59 | 0.59 | 0.59 | 0 | 0 | 0 | Y | North | FC
PGSB_1_PDRP50 | PGSB_1_PDRP50 | Bay Area | 0 | 0 | 0 | 0.13 | 0.18 | 0.3 | 0.33 | 0.35 | 0.34 | 0 | 0 | 0 | Y | North | FC
PGSB_1_PDRP51 | PGSB_1_PDRP51 | Bay Area | 0 | 0 | 0 | 0.13 | 0.18 | 0.3 | 0.33 | 0.29 | 0.34 | 0 | 0 | 0 | Y | North | FC
PGSB_1_PDRP52 | PGSB_1_PDRP52 | Bay Area | 0 | 0 | 0 | 0.13 | 0.18 | 0.3 | 0.33 | 0.35 | 0.34 | 0 | 0 | 0 | Y | North | FC
PGSB_1_PDRP53 | PGSB_1_PDRP53 | Bay Area | 0 | 0 | 0 | 0.13 | 0.18 | 0.3 | 0.33 | 0.29 | 0.34 | 0 | 0 | 0 | Y | North | FC
PGSB_1_PDRP54 | PGSB_1_PDRP54 | Bay Area | 0 | 0 | 0 | 0 | 0 | 0 | 0.45 | 0.4 | 0.4 | 0.4 | 0 | 0 | Y | North | FC
PGSB_1_PDRP55 | PGSB_1_PDRP55 | Bay Area | 0 | 0 | 0 | 0 | 0 | 0 | 0.45 | 0.4 | 0.4 | 0.4 | 0 | 0 | Y | North | FC
PGSB_1_PDRP56 | PGSB_1_PDRP56 | Bay Area | 0 | 0 | 0 | 0 | 0 | 0 | 0.45 | 0.4 | 0.4 | 0.4 | 0 | 0 | Y | North | FC
PGSB_1_PDRP57 | PGSB_1_PDRP57 | Bay Area | 0 | 0 | 0 | 0 | 0 | 0 | 0 | 0 | 0.8 | 0 | 0 | 0 | Y | North | FC
PGSB_1_PDRP58 | PGSB_1_PDRP58 | Bay Area | 0 | 0 | 0 | 0 | 0 | 0 | 0 | 0 | 0.46 | 0 | 0 | 0 | Y | North | FC
PGSB_1_PDRP60 | PGSB_1_PDRP60 | Bay Area |  |  |  |  | 3.65 | 2.1 | 2.09 | 2.14 | 0 | 0 | 0 | 0 | Y | North | FC
PGSB_1_PDRP66 | PGSB_1_PDRP66 | Bay Area | 1.61 | 1.64 | 1.64 | 1.7 | 1.8 | 2.45 | 1.9 | 0.8 | 0 | 0 | 0 | 0 | Y | North | FC
PGSB_1_PDRP67 | PGSB_1_PDRP67 | Bay Area | JUN: 0.98; JUL: 0.5; AUG: 0.75; SEP: 0; OCT: 0; NOV: 0; DEC: 0 | Y | North | FC
PGSB_1_PDRP69 | PGSB_1_PDRP69 | Bay Area | 0.91 | 0.91 | 0.7 | 0.7 | 0 | 0 | 0 | 0 | 0 | 0 | 0 | 0 | Y | North | FC
PGSB_1_PDRP70 | PGSB_1_PDRP70 | Bay Area | 0.51 | 0.51 | 0.7 | 0.7 | 0 | 0 | 0 | 0 | 0 | 0 | 0 | 0 | Y | North | FC
PGSB_1_PDRP71 | PGSB_1_PDRP71 | Bay Area | 0.71 | 0.71 | 0.7 | 0.7 | 0 | 0 | 0 | 0 | 0 | 0 | 0 | 0 | Y | North | FC
PGSB_1_PDRP72 | PGSB_1_PDRP72 | Bay Area | JUL: 0.5; AUG: 0.75; SEP: 0; OCT: 0; NOV: 0; DEC: 0 | Y | North | FC
PGSB_1_PDRP73 | PGSB_1_PDRP73 | Bay Area | 0.61 | 0.61 | 0 | 0 | 0 | 0 | 0 | 0 | 0 | 0 | 0 | 0 | Y | North | FC
PGSB_1_PDRP76 | PGSB_1_PDRP76 | Bay Area | 0.8 | 0.81 | 0.81 | 0.84 | 0.89 | 0.97 | 0.5 | 0.5 | 0 | 0 | 0 | 0 | Y | North | FC
PGSB_1_PDRP77 | PGSB_1_PDRP77 | Bay Area | 0.8 | 0.81 | 0.81 | 0.84 | 0.99 | 0.97 | 0.5 | 0.4 | 0 | 0 | 0 | 0 | Y | North | FC
PGSB_1_PDRP78 | PGSB_1_PDRP78 | Bay Area | 0.48 | 0.49 | 0.49 | 0.51 | 0 | 0 | 0 | 0.4 | 0 | 0 | 0 | 0 | Y | North | FC
PGSB_1_PDRP86 | PDR-E PGSB | Bay Area | 1.09 | 1.09 | 1.09 | 1.09 | 1.09 | 1.09 | 1.09 | 1.09 | 0 | 0 | 0 | 0 | Y | North | FC
PGSB_1_PDRP87 | VLTS_PDR_PGSB_1 | Bay Area | 2.5 | 2.5 | 2.1 | 2.1 | 0.9 | 0.9 | 0.5 | 0.5 | 0 | 0 | 0 | 0 | Y | North | FC
PGSB_1_PDRP89 | PGSB_1_PDRP89 | Bay Area | 0.4 | 0.41 | 0.41 | 0.43 | 0 | 0 | 0 | 0.3 | 0 | 0 | 0 | 0 | Y | North | FC
PGSB_1_PDRP90 | PGSB_1_PDRP90 | Bay Area | 0.5 | 0.51 | 0.51 | 0.53 | 0 | 0.61 | 0.36 | 0.36 | 0 | 0 | 0 | 0 | Y | North | FC
PGSB_1_PDRP91 | PGSB_1_PDRP91 | Bay Area | 0.32 | 0.33 | 0.33 | 0.34 | 0.36 | 0 | 0 | 0 | 0 | 0 | 0 | 0 | Y | North | FC
PGSB_1_PDRP92 | PGSB_1_PDRP92 | Bay Area | 0.72 | 0.72 | 0.75 | 0.77 | 0 | 0.87 | 0.45 | 0.45 | 0 | 0 | 0 | 0 | Y | North | FC
PGSF_2_PDRP03 | PGSF_2_PDRP03 | Bay Area | 0 | 0.1 | 0.16 | 0.11 | 0.17 | 0.11 | 0.19 | 0.19 | 0.13 | 0.1 | 0.1 | 0.1 | Y | North | FC
PGSF_2_PDRP04 | PGSF_2_PDRP04 | Bay Area | 0 | 0.15 | 0.16 | 0.1 | 0.1 | 0.11 | 0.11 | 0.11 | 0.11 | 0.1 | 0.05 | 0.05 | Y | North | FC
PGSF_2_PDRP08 | PGSF_2_PDRP08 | Bay Area | 0 | 0 | 0.15 | 0.12 | 0.12 | 0.2 | 0 | 0 | 0.35 | 0.2 | 0.24 | 0.24 | Y | North | FC
PGSF_2_PDRP12 | PGSF_2_PDRP12 | Bay Area | 0 | 0 | 0 | 0.12 | 0.17 | 0 | 0 | 0 | 0 | 0.2 | 0.24 | 0.24 | Y | North | FC
PGSF_2_PDRP18 | PGSF_2_PDRP18 | Bay Area | 0 | 0 | 0 | 0 | 0 | 0.12 | 0.2 | 0.5 | 0 | 0 | 0 | 0 | Y | North | FC
PGSF_2_PDRP33 | PGSF_2_PDRP33 | Bay Area |  |  |  |  | 0.6 | 0.88 | 0.9 | 0.99 | 0 | 0 | 0 | 0 | Y | North | FC
PGSF_2_PDRP36 | PGSF_2_PDRP36 | Bay Area | 0.8 | 0.81 | 0.81 | 0.84 | 0.89 | 0.97 | 0.5 | 0.5 | 0 | 0 | 0 | 0 | Y | North | FC
PGSF_2_PDRP44 | PDR-E PGSF | Bay Area | 0.15 | 0.15 | 0.15 | 0.15 | 0.15 | 0.15 | 0.19 | 0.19 | 0 | 0 | 0 | 0 | Y | North | FC
PGSF_2_PDRP49 | VLTS_PDR_PGSF_1 | Bay Area | 0.5 | 0.5 | 0.85 | 0.85 | 0.85 | 0.85 | 0.5 | 0.5 | 0 | 0 | 0 | 0 | Y | North | FC
PGSF_2_PDRP50 | PGSF_2_PDRP50 | Bay Area | 0.3 | 0.3 | 0.3 | 0.3 | 0 | 0 | 0 | 0 | 0 | 0 | 0 | 0 | Y | North | FC
PGSF_2_PDRP52 | PGSF_2_PDRP52 | Bay Area | 0.8 | 0.81 | 0.81 | 0.84 | 0.89 | 0.97 | 0.16 | 0.3 | 0 | 0 | 0 | 0 | Y | North | FC
PGSF_2_PDRP53 | PGSF_2_PDRP53 | Bay Area | 0.41 | 0.42 | 0.42 | 0.43 | 0.46 | 0.5 | 0 | 0.7 | 0 | 0 | 0 | 0 | Y | North | FC
PGSF_2_PDRP54 | PGSF_2_PDRP54 | Bay Area | 0.4 | 0.41 | 0.42 | 0.44 | 0.45 | 0.49 | 0 | 0.15 | 0 | 0 | 0 | 0 | Y | North | FC
PGSF_2_PDRP55 | PDR-F PGSF | Bay Area |  |  |  |  | 0.34 | 0.38 | 0.31 | 0.32 | 0 | 0 | 0 | 0 | Y | North | FC
PGSI_1_PDRP02 | PGSI_1_PDRP02 | Sierra | 0 | 0.17 | 0.18 | 0.18 | 0.26 | 0.54 | 0.56 | 0.59 | 0.56 | 0.4 | 0.1 | 0.1 | Y | North | FC
PGSI_1_PDRP09 | PGSI_1_PDRP09 | Sierra | 0 | 0.12 | 0.18 | 0.18 | 0.2 | 0.47 | 0.56 | 0.47 | 0.42 | 0.35 | 0.18 | 0.18 | Y | North | FC
PGSI_1_PDRP10 | PGSI_1_PDRP10 | Sierra | 0 | 0.17 | 0.18 | 0.18 | 0.31 | 0.55 | 0.56 | 0.59 | 0.56 | 0.4 | 0.1 | 0.1 | Y | North | FC
PGSI_1_PDRP11 | PGSI_1_PDRP11 | Sierra | 0 | 0.12 | 0.18 | 0.18 | 0.26 | 0.5 | 0.5 | 0.5 | 0.49 | 0.35 | 0.18 | 0.18 | Y | North | FC
PGSI_1_PDRP12 | PGSI_1_PDRP12 | Sierra | 0 | 0.12 | 0.18 | 0.23 | 0.26 | 0.5 | 0.56 | 0.5 | 0.48 | 0.35 | 0.18 | 0.18 | Y | North | FC
PGSI_1_PDRP15 | PGSI_1_PDRP15 | Sierra | 0 | 0.17 | 0.18 | 0.23 | 0.26 | 0.5 | 0.54 | 0.5 | 0.48 | 0.35 | 0.18 | 0.18 | Y | North | FC
PGSI_1_PDRP16 | PGSI_1_PDRP16 | Sierra | 0 | 0.17 | 0.18 | 0.23 | 0.26 | 0.5 | 0.5 | 0.5 | 0.48 | 0.35 | 0.18 | 0.18 | Y | North | FC
PGSI_1_PDRP17 | PGSI_1_PDRP17 | Sierra | 0 | 0 | 0 | 0.12 | 0.12 | 0.2 | 0 | 0 | 0 | 0.2 | 0.2 | 0.2 | Y | North | FC
PGSI_1_PDRP20 | PGSI_1_PDRP20 | Sierra | 0 | 0 | 0 | 0 | 0 | 0 | 0 | 0 | 0 | 0.2 | 0.2 | 0.2 | Y | North | FC
PGSI_1_PDRP21 | PGSI_1_PDRP21 | Sierra | 0 | 0 | 0 | 0.18 | 0.26 | 0.3 | 0.49 | 0.2 | 0.4 | 0.2 | 0.2 | 0.2 | Y | North | FC
PGSI_1_PDRP22 | PGSI_1_PDRP22 | Sierra | 0.3 | 0.3 | 0.2 | 0.18 | 0.26 | 0.3 | 0 | 0 | 0 | 0.2 | 0.2 | 0.2 | Y | North | FC
PGSI_1_PDRP23 | PGSI_1_PDRP23 | Sierra | 0 | 0 | 0 | 0 | 0 | 0.2 | 0.2 | 0.2 | 0.85 | 0 | 0 | 0 | Y | North | FC
PGSI_1_PDRP24 | PGSI_1_PDRP24 | Sierra | 0 | 0 | 0 | 0 | 0 | 0 | 0 | 0.2 | 0.85 | 0 | 0 | 0 | Y | North | FC
PGSI_1_PDRP25 | PGSI_1_PDRP25 | Sierra | 0 | 0 | 0 | 0 | 0 | 0 | 0.95 | 0.95 | 0.95 | 0 | 0 | 0 | Y | North | FC
PGSI_1_PDRP26 | PGSI_1_PDRP26 | Sierra | 0 | 0 | 0 | 0 | 0 | 0 | 0.61 | 0.61 | 0.61 | 0 | 0 | 0 | Y | North | FC
PGSI_1_PDRP27 | PGSI_1_PDRP27 | Sierra | 0.29 | 0.26 | 0.2 | 0.33 | 0.88 | 0.88 | 0.8 | 0.8 | 0.9 | 0.55 | 0 | 0 | Y | North | FC
PGSI_1_PDRP28 | PGSI_1_PDRP28 | Sierra | 0 | 0 | 0 | 0 | 0 | 0 | 0.59 | 0.59 | 0.59 | 0 | 0 | 0 | Y | North | FC
PGSI_1_PDRP29 | PGSI_1_PDRP29 | Sierra | 0 | 0 | 0 | 0 | 0.95 | 0 | 0 | 0 | 0.5 | 0 | 0 | 0 | Y | North | FC
PGSI_1_PDRP31 | PGSI_1_PDRP31 | Sierra |  |  |  |  | 0.44 | 0.9 | 0.96 | 0.99 | 0 | 0 | 0 | 0 | Y | North | FC
PGSI_1_PDRP33 | PGSI_1_PDRP33 | Sierra | 0.3 | 0.3 | 0.26 | 0.26 | 0 | 0 | 0 | 0 | 0 | 0 | 0 | 0 | Y | North | FC
PGSI_1_PDRP35 | PGSI_1_PDRP35 | Sierra | 0.8 | 0.8 | 0.8 | 0.95 | 0.9 | 0.95 | 0.47 | 0.3 | 0 | 0 | 0 | 0 | Y | North | FC
PGSI_1_PDRP36 | PGSI_1_PDRP36 | Sierra | 0.43 | 0.43 | 0.48 | 0.8 | 0.76 | 0.95 | 0.65 | 0.7 | 0 | 0 | 0 | 0 | Y | North | FC
PGSI_1_PDRP37 | PGSI_1_PDRP37 | Sierra | 0 | 0 | 0 | 0 | 0.6 | 0.48 | 0.55 | 0.55 | 0 | 0 | 0 | 0 | Y | North | FC
PGSI_1_PDRP39 | VLTS_PDR_PGSI_01 | Sierra | 1.5 | 1.5 | 1.7 | 1.7 | 1.7 | 1.7 | 0.95 | 0.95 | 0 | 0 | 0 | 0 | Y | North | FC
PGSI_1_PDRP42 | PGSI_1_PDRP42 | Sierra | 0 | 0 | 0 | 0 | 0.6 | 0.48 | 0.36 | 0.15 | 0 | 0 | 0 | 0 | Y | North | FC
PGSI_1_PDRP43 | PGSI_1_PDRP43 | Sierra | 0 | 0 | 0 | 0 | 0 | 0.73 | 0.21 | 0 | 0 | 0 | 0 | 0 | Y | North | FC
PGSI_1_PDRP44 | PGSI_1_PDRP44 | Sierra | JUL: 0; AUG: 0; SEP: 0; OCT: 0; NOV: 0; DEC: 0 | Y | North | FC
PGSI_1_PDRP47 | PDR-E PGSI | Sierra | 0.31 | 0.31 | 0.42 | 0.42 | 0.42 | 0.42 | 0.42 | 0.42 | 0 | 0 | 0 | 0 | Y | North | FC
PGSI_1_PDRP50 | PDR-F PGSI | Sierra |  |  |  |  | 0.72 | 0.81 | 1.24 | 1.31 | 0 | 0 | 0 | 0 | Y | North | FC
PGST_2_PDRP01 | PGST_2_PDRP01 | Stockton | 0 | 0 | 0 | 0 | 0.88 | 0 | 0 | 0 | 0.95 | 0 | 0 | 0 | Y | North | FC
PGST_2_PDRP03 | PGST_2_PDRP03 | Stockton | 0.38 | 0.37 | 0.39 | 0.48 | 0.56 | 0.96 | 1.23 | 1.2 | 0.8 | 0.51 | 0.4 | 0.39 | Y | North | FC
PGST_2_PDRP07 | PGST_2_PDRP07 | Stockton | AUG: 0.63; SEP: 0.63; OCT: 0.63; NOV: 0.53; DEC: 0.56 | Y | North | FC
PGST_2_PDRP09 | PGST_2_PDRP09 | Stockton | 0 | 0 | 0 | 0 | 0 | 0.15 | 0.15 | 0.5 | 0.9 | 0 | 0 | 0 | Y | North | FC
PGST_2_PDRP16 | PGST_2_PDRP16 | Stockton | 0.2 | 0.2 | 0.1 | 0.1 | 0.52 | 0.92 | 0.2 | 0.99 | 0 | 0 | 0 | 0 | Y | North | FC
PGST_2_PDRP21 | PDR-D PGST | Stockton | 0.1 | 0.1 | 0.1 | 0.1 | 0 | 0 | 0 | 0 | 0 | 0 | 0 | 0 | Y | North | FC
PGST_2_PDRP22 | VLTS_PDR_PGST_1 | Stockton | 2 | 2 | 0.7 | 0.7 | 0.7 | 0.7 | 0.7 | 0.7 | 0 | 0 | 0 | 0 | Y | North | FC
PGST_2_PDRP23 | PDR-E PGST | Stockton | 0.25 | 0.25 | 0.25 | 0.25 | 0.25 | 0.25 | 0.25 | 0.25 | 0 | 0 | 0 | 0 | Y | North | FC
PGST_2_PDRP24 | PDR-F PGST | Stockton |  |  |  |  | 0.27 | 0.3 | 0.45 | 0.46 | 0 | 0 | 0 | 0 | Y | North | FC
PGST_2_PDRP32 | PGST_2_PDRP32 | Stockton | 0.8 | 0.8 | 0.8 | 0.85 | 0.76 | 0.93 | 0.55 | 0.45 | 0 | 0 | 0 | 0 | Y | North | FC
PGST_2_PDRP33 | PGST_2_PDRP33 | Stockton | 0.36 | 0.38 | 0.44 | 0.8 | 0.76 | 0.93 | 0.47 | 0.4 | 0 | 0 | 0 | 0 | Y | North | FC
PGST_2_PDRP34 | PGST_2_PDRP34 | Stockton | 0 | 0 | 0 | 0 | 0.39 | 0.47 | 0 | 0.2 | 0 | 0 | 0 | 0 | Y | North | FC
PGST_2_PDRP35 | PGST_2_PDRP35 | Stockton | 0 | 0 | 0 | 0 | 0.49 | 0.58 | 0.17 | 0.3 | 0 | 0 | 0 | 0 | Y | North | FC
PGZP_2_PDRP02 | PGZP_2_PDRP02 | CAISO System | 0 | 0.15 | 0.16 | 0.14 | 0.16 | 0.26 | 0.34 | 0.33 | 0.35 | 0.61 | 0.1 | 0.1 | Y | North | FC
PGZP_2_PDRP07 | PGZP_2_PDRP07 | CAISO System | 0 | 0.15 | 0.16 | 0.14 | 0.16 | 0.26 | 0.34 | 0.33 | 0.33 | 0.61 | 0.31 | 0.31 | Y | North | FC
PGZP_2_PDRP08 | PGZP_2_PDRP08 | CAISO System | 0 | 0 | 0 | 0.12 | 0.12 | 0.2 | 0 | 0 | 0.4 | 0.2 | 0.26 | 0.26 | Y | North | FC
PGZP_2_PDRP09 | PGZP_2_PDRP09 | CAISO System | 0 | 0 | 0 | 0 | 0 | 0.15 | 0.15 | 0.5 | 0.9 | 0 | 0 | 0 | Y | North | FC
PGZP_2_PDRP10 | PGZP_2_PDRP10 | CAISO System | 0 | 0 | 0 | 0 | 0 | 0.15 | 0.15 | 0.5 | 0.9 | 0 | 0 | 0 | Y | North | FC
PGZP_2_PDRP11 | PGZP_2_PDRP11 | CAISO System | 0.1 | 0.1 | 0.1 | 0.24 | 0.2 | 0.4 | 0.54 | 0.78 | 0.35 | 0.66 | 0.53 | 0.48 | Y | North | FC
PGZP_2_PDRP17 | PGZP_2_PDRP17 | CAISO System | 0 | 0 | 0 | 0 | 0.93 | 0 | 0 | 0 | 0.8 | 0 | 0 | 0 | Y | North | FC
PGZP_2_PDRP18 | PGZP_2_PDRP18 | CAISO System | 0 | 0 | 0 | 0 | 0.61 | 0 | 0 | 0 | 0 | 0 | 0 | 0 | Y | North | FC
PGZP_2_PDRP25 | PGZP_2_PDRP25 | CAISO System | 0.27 | 0.27 | 0.99 | 0.99 | 0.8 | 0.95 | 0.99 | 0.99 | 0 | 0 | 0 | 0 | Y | North | FC
PGZP_2_PDRP26 | PGZP_2_PDRP26 | CAISO System | 0.74 | 0.74 | 0.31 | 0.31 | 0.89 | 0.98 | 0.98 | 0.99 | 0 | 0 | 0 | 0 | Y | North | FC
PGZP_2_PDRP29 | PGZP_2_PDRP29 | CAISO System | 0.9 | 0.9 | 0.9 | 0.9 | 0.9 | 0.96 | 0.46 | 0.45 | 0 | 0 | 0 | 0 | Y | North | FC
PGZP_2_PDRP30 | PGZP_2_PDRP30 | CAISO System | 0.9 | 0.9 | 0.9 | 0.9 | 0.9 | 0.96 | 0.4 | 0.4 | 0 | 0 | 0 | 0 | Y | North | FC
PGZP_2_PDRP31 | PGZP_2_PDRP31 | CAISO System | 0.57 | 0.57 | 0.59 | 0.9 | 0.86 | 0.8 | 0.2 | 0.15 | 0 | 0 | 0 | 0 | Y | North | FC
PGZP_2_PDRP32 | PGZP_2_PDRP32 | CAISO System | 0.57 | 0.57 | 0.57 | 0.5 | 0.52 | 0 | 0 | 0 | 0 | 0 | 0 | 0 | Y | North | FC
PGZP_2_PDRP33 | PGZP_2_PDRP33 | CAISO System | 0.47 | 0.44 | 0.56 | 0.5 | 0.62 | 0.39 | 0 | 0.55 | 0 | 0 | 0 | 0 | Y | North | FC
PGZP_2_PDRP34 | PGZP_2_PDRP34 | CAISO System | 0 | 0 | 0 | 0.36 | 0.52 | 1.16 | 1.11 | 0.8 | 0 | 0 | 0 | 0 | Y | North | FC
PGZP_2_PDRP35 | PGZP_2_PDRP35 | CAISO System | 0 | 0 | 0 | 0 | 0 | 0.47 | 0.2 | 0.2 | 0 | 0 | 0 | 0 | Y | North | FC
PGZP_2_PDRP36 | PGZP_2_PDRP36 | CAISO System | 0 | 0 | 0 | 0 | 0.8 | 0.98 | 0.92 | 0.95 | 0 | 0 | 0 | 0 | Y | North | FC
PGZP_2_PDRP45 | VLTS_PDR_PGZP_1 | CAISO System | 0.5 | 0.5 | 0.8 | 0.8 | 0.8 | 0.8 | 0.5 | 0.5 | 0 | 0 | 0 | 0 | Y | North | FC
PGZP_2_PDRP47 | PDR-F PGZP | CAISO System |  |  |  |  | 0.34 | 0.39 | 0.32 | 0.31 | 0 | 0 | 0 | 0 | Y | North | FC
PHOENX_1_UNIT | PHOENIX PH | Stockton | 0.57 | 0.6 | 0.88 | 0.85 | 0.88 | 0.84 | 0.91 | 0.9 | 0.83 | 0.33 | 0.32 | 0.54 | N | North | FC
PINFLT_7_UNITS | PINE FLAT HYDRO AGGREGATE | Fresno | 0 | 0 | 19 | 59.85 | 80.2 | 134.84 | 130.9 | 62.3 | 21.75 | 12.75 | 0 | 0 | Y | North | FC
PIOPIC_2_CTG1 | Pio Pico Unit 1 | San Diego-IV | 111.3 | 111.3 | 111.3 | 111.3 | 111.3 | 111.3 | 111.3 | 111.3 | 111.3 | 111.3 | 111.3 | 111.3 | Y | South | ID | 100% | 106 MW with FC priority - the rest C10 waiting for Silvergate-Bay Boulevard 230 kV Reactor
PIOPIC_2_CTG2 | Pio Pico Unit 2 | San Diego-IV | 112.7 | 112.7 | 112.7 | 112.7 | 112.7 | 112.7 | 112.7 | 112.7 | 112.7 | 112.7 | 112.7 | 112.7 | Y | South | ID | 100% | 106 MW with FC priority - the rest C10 waiting for Silvergate-Bay Boulevard 230 kV Reactor
PIOPIC_2_CTG3 | Pio Pico Unit 3 | San Diego-IV | 112 | 112 | 112 | 112 | 112 | 112 | 112 | 112 | 112 | 112 | 112 | 112 | Y | South | ID | 100% | 106 MW with FC priority - the rest C10 waiting for Silvergate-Bay Boulevard 230 kV Reactor
PIT1_6_FRIVRA | Fall River Mills Project A | CAISO System | 0.06 | 0.05 | 0.27 | 0.23 | 0.24 | 0.47 | 0.59 | 0.41 | 0.21 | 0.03 | 0.03 | 0 | N | North | ID | 100% | 18DGD Waiting for Modify QC8SPS-02 and possibly other
PIT1_7_UNIT 1 | PIT PH 1 UNIT 1 | CAISO System | 19.6 | 18 | 18.6 | 18 | 17.6 | 15.8 | 10.8 | 9.2 | 9.2 | 8 | 14.4 | 16 | Y | North | FC
PIT1_7_UNIT 2 | PIT PH 1 UNIT 2 | CAISO System | 14.4 | 14.4 | 15.36 | 14.4 | 9.6 | 9.2 | 9.2 | 9.2 | 9.2 | 6.4 | 14.4 | 14.4 | Y | North | FC
PIT3_7_PL1X3 | PIT PH 3 UNITS 1, 2 & 3 AGGREGATE | CAISO System | 36 | 36.8 | 34.4 | 36.8 | 44.8 | 54.79 | 58.2 | 52.6 | 34.6 | 28.8 | 30.4 | 43.1 | Y | North | FC
PIT4_7_PL1X2 | PIT PH 4 UNITS 1 & 2 AGGREGATE | CAISO System | 50.2 | 47.8 | 44 | 49 | 53.6 | 67.4 | 71 | 67.2 | 44 | 41.4 | 45.2 | 52.2 | Y | North | FC
PIT5_7_PL1X2 | PIT PH 5 UNITS 1 & 2 AGGREGATE | CAISO System | 47.2 | 32.8 | 60 | 62.4 | 56 | 56.8 | 55.2 | 41.6 | 32 | 22.4 | 48 | 40 | Y | North | FC
PIT5_7_PL3X4 | PIT PH 5 UNITS 3 & 4 AGGREGATE | CAISO System | 32.4 | 43.4 | 32 | 32 | 57.6 | 57.6 | 55.2 | 48 | 35.2 | 50.4 | 31.2 | 32 | Y | North | FC
PIT5_7_QFUNTS | GRASSHOPPER FLAT HYDRO | CAISO System | 0.31 | 0.33 | 0.91 | 0.95 | 0.8 | 0.34 | 0.11 | 0.02 | 0 | 0 | 0 | 0.05 | N | North | FC
PIT6_7_UNIT 1 | PIT PH 6 UNIT 1 | CAISO System | 31.2 | 31.2 | 31.2 | 38.2 | 31.2 | 37.8 | 38 | 37.2 | 31.2 | 31.2 | 36.2 | 38 | Y | North | FC
PIT6_7_UNIT 2 | PIT PH 6 UNIT 2 | CAISO System | 38 | 32 | 39.2 | 38.4 | 32 | 38.6 | 38.8 | 38.8 | 37 | 30.64 | 37.6 | 38.8 | Y | North | FC
PIT7_7_UNIT 1 | PIT PH 7 UNIT 1 | CAISO System | 43.2 | 51.6 | 53.55 | 53.4 | 52.2 | 52.78 | 54 | 54.2 | 54.2 | 52.09 | 42.99 | 52.57 | Y | North | FC
PIT7_7_UNIT 2 | PIT PH 7 UNIT 2 | CAISO System | 43.03 | 51 | 53.2 | 53.88 | 43.2 | 51.17 | 53.48 | 53.83 | 53.88 | 53.68 | 44.68 | 42.06 | Y | North | FC
PIUTE_6_GNBSR1 | Green Beanworks B | Big Creek-Ventura | 0.12 | 0.09 | 0.54 | 0.45 | 0.48 | 0.93 | 1.17 | 0.81 | 0.42 | 0.06 | 0.06 | 0 | N | South | FC
PLACVL_1_CHILIB | Chili Bar Hydro | Sierra | 3.16 | 2.88 | 6.58 | 7.36 | 7.24 | 5.95 | 3.85 | 3.24 | 3.02 | 1.61 | 1.67 | 0.83 | N | North | FC
PLACVL_1_RCKCRE | Rock Creek Hydro | Sierra | 0.16 | 0.19 | 0.65 | 0.92 | 0.51 | 0.13 | 0 | 0 | 0 | 0 | 0 | 0 | N | North | FC
PLAINV_6_BSOLAR | Western Antelope Blue Sky Ranch A | Big Creek-Ventura | 0 | 0 | 0 | 0 | 0 | 0 | 0 | 0 | 0 | 0 | 0 | 0 | N | South | EO
PLAINV_6_DSOLAR | Western Antelope Dry Ranch | Big Creek-Ventura | 0.4 | 0.3 | 1.8 | 1.5 | 1.6 | 3.1 | 3.9 | 2.7 | 1.4 | 0.2 | 0.2 | 0 | N | South | FC
PLAINV_6_NLRSR1 | North Lancaster Ranch | Big Creek-Ventura | 0 | 0 | 0 | 0 | 0 | 0 | 0 | 0 | 0 | 0 | 0 | 0 | N | South | EO
PLAINV_6_SOLAR3 | Sierra Solar Greenworks LLC | Big Creek-Ventura | 0 | 0 | 0 | 0 | 0 | 0 | 0 | 0 | 0 | 0 | 0 | 0 | N | South | EO
PLAINV_6_SOLARC | Central Antelope Dry Ranch C | Big Creek-Ventura | 0 | 0 | 0 | 0 | 0 | 0 | 0 | 0 | 0 | 0 | 0 | 0 | N | South | EO
PLSNTG_7_LNCLND | Lincoln Landfill Power Plant | Sierra | 2.8 | 3.01 | 3.17 | 3.24 | 3.32 | 3.22 | 2.91 | 3.02 | 2.93 | 3.12 | 3.15 | 3.14 | N | North | FC | 100%
PMDLET_6_SOLAR1 | SEPV Palmdale East, LLC | Big Creek-Ventura | 0.4 | 0.3 | 1.8 | 1.5 | 1.6 | 3.1 | 3.9 | 2.7 | 1.4 | 0.2 | 0.2 | 0 | N | South | FC
PMPJCK_1_RB2SLR | Rio Bravo Solar 2 | CAISO System | 0.8 | 0.6 | 3.6 | 3 | 3.2 | 6.2 | 7.8 | 5.4 | 2.8 | 0.4 | 0.4 | 0 | N | North | FC | 100%
PMPJCK_1_SOLAR1 | Pumpjack Solar I | CAISO System | 0.8 | 0.6 | 3.6 | 3 | 3.2 | 6.2 | 7.8 | 5.4 | 2.8 | 0.4 | 0.4 | 0 | N | North | FC
PMPJCK_1_SOLAR2 | Rio Bravo Solar 1 | CAISO System | 0.8 | 0.6 | 3.6 | 3 | 3.2 | 6.2 | 7.8 | 5.4 | 2.8 | 0.4 | 0.4 | 0 | N | North | FC
PNCHEG_2_PL1X4 | PANOCHE ENERGY CENTER (Aggregated) | CAISO System | 401 | 401 | 401 | 401 | 401 | 396.55 | 394.25 | 395.2 | 400.8 | 401 | 401 | 401 | Y | North | FC
PNCHPP_1_PL1X2 | Midway Peaking Aggregate | Fresno | 119.68 | 119.43 | 118.51 | 114.93 | 112.92 | 110.36 | 107.92 | 108.5 | 110.38 | 113.41 | 118.23 | 119.47 | Y | North | FC
PNCHVS_2_SOLAR | Panoche Valley Solar | CAISO System | 5.6 | 4.2 | 25.2 | 21 | 22.4 | 43.4 | 54.6 | 37.8 | 19.6 | 2.8 | 2.8 | 0 | N | North | FC
PNOCHE_1_PL1X2 | Panoche Peaker | Fresno | 49.97 | 49.97 | 49.97 | 49.97 | 49.97 | 49.97 | 49.97 | 49.97 | 49.97 | 49.97 | 49.97 | 49.97 | Y | North | FC
PNOCHE_1_UNITA1 | CalPeak Power Panoche Unit 1 | Fresno | 52.01 | 52.01 | 52.01 | 52.01 | 52.01 | 52.01 | 52.01 | 52.01 | 52.01 | 52.01 | 52.01 | 52.01 | Y | North | FC
POEPH_7_UNIT 1 | POE HYDRO UNIT 1 | Sierra | 43.6 | 47.6 | 48 | 48 | 48 | 48 | 48.4 | 48 | 40.4 | 32.4 | 19.4 | 4 | Y | North | FC
POEPH_7_UNIT 2 | POE HYDRO UNIT 2 | Sierra | 40 | 48 | 48 | 48 | 48 | 40 | 44 | 45.9 | 44 | 20 | 6.4 | 1.6 | Y | North | FC
POTTER_6_UNITS | Potter Valley | NCNB | 1.2 | 1.49 | 0.96 | 1.63 | 2.81 | 2.83 | 2.67 | 2.72 | 2.51 | 1.21 | 1.66 | 1.8 | N | North | FC
POTTER_7_VECINO | Vecino Vineyards LLC | NCNB | 0 | 0 | 0 | 0 | 0.01 | 0.01 | 0.01 | 0.01 | 0 | 0 | 0 | 0 | N | North | FC
PRCTVY_1_MIGBT1 | Miguel BESS | San Diego-IV | 0 | 0 | 0 | 0 | 0 | 0 | 0 | 0 | 0 | 0 | 0 | 0 | N | South | EO
PRIMM_2_SOLAR1 | Silver State South | CAISO System | 10 | 7.5 | 45 | 37.5 | 40 | 77.5 | 97.5 | 67.5 | 35 | 5 | 5 | 0 | N | South | FC
PSWEET_1_STCRUZ | Santa Cruz Energy LLC | CAISO System | 0 | 0 | 0 | 0 | 0 | 0 | 0 | 0 | 0 | 0 | 0 | 0 | Y | North | EO
PSWEET_7_QFUNTS | PSWEET_7_QFUNTS | CAISO System | 0 | 0 | 0 | 0 | 0 | 0 | 0 | 0 | 0 | 0 | 0 | 0 | N | North | FC
PTLOMA_6_NTCQF | NTC/MCRD COGENERATION | San Diego-IV | 13.65 | 8.74 | 5.32 | 4.64 | 6.3 | 6.91 | 6.14 | 6.39 | 6.68 | 6.16 | 6.8 | 6.85 | N | South | FC
PUTHCR_1_SOLAR1 | Putah Creek Solar Farm | CAISO System | 0.08 | 0.06 | 0.36 | 0.3 | 0.32 | 0.61 | 0.77 | 0.53 | 0.28 | 0.04 | 0.04 | 0 | N | North | FC | 100%
PWEST_1_UNIT | PACIFIC WEST 1 WIND GENERATION | LA Basin | 0.29 | 0.25 | 0.59 | 0.53 | 0.53 | 0.69 | 0.48 | 0.44 | 0.32 | 0.17 | 0.25 | 0.27 | N | South | FC
RATSKE_2_NROSR1 | North Rosamond Solar | CAISO System | 6 | 4.5 | 27 | 22.5 | 24 | 46.5 | 58.5 | 40.5 | 21 | 3 | 3 | 0 | N | South | FC
RCKCRK_7_UNIT 1 | ROCK CREEK HYDRO UNIT 1 | Sierra | 24 | 20 | 25.6 | 28 | 1.6 | 13.6 | 36 | 32 | 24 | 16 | 0 | 20 | Y | North | FC
RCKCRK_7_UNIT 2 | ROCK CREEK HYDRO UNIT 2 | Sierra | 24 | 24 | 44 | 36 | 36 | 36 | 40 | 40 | 40 | 0 | 0 | 16 | Y | North | FC
RDWAY_1_CREST | CREST Contracts | CAISO System | 0 | 0 | 0 | 0 | 0 | 0 | 0 | 0 | 0 | 0 | 0 | 0 | N | South | EO
RECTOR_2_CREST | Rector Aggregate Solar Resources | Big Creek-Ventura | 0 | 0 | 0 | 0 | 0 | 0 | 0 | 0 | 0 | 0 | 0 | 0 | N | South | EO
RECTOR_2_KAWEAH | KAWEAH PH 2 & 3 PSP AGGREGATE | Big Creek-Ventura | 2.11 | 1.84 | 3.51 | 5.01 | 5.1 | 4.8 | 4.12 | 3.4 | 1.98 | 0 | 0.17 | 2.52 | N | South | FC
RECTOR_2_KAWH 1 | KAWEAH PH 1 UNIT 1 | Big Creek-Ventura | 0.52 | 0.47 | 0.66 | 0.65 | 0.83 | 0.68 | 0.47 | 0.46 | 0.38 | 0 | 0.08 | 0.31 | N | South | FC
RECTOR_2_QF | Kaweah Unit 1 | Big Creek-Ventura | 3.73 | 5.14 | 4.35 | 3.79 | 10.16 | 17 | 14.7 | 3.94 | 0 | 0 | 0 | 0.68 | Y | South | FC
RECTOR_2_TFDBM1 | Two Fiets Dairy Digester | Big Creek-Ventura | 0 | 0 | 0 | 0 | 0 | 0 | 0 | 0 | 0 | 0 | 0 | 0 | N | South | EO
RECTOR_7_TULARE | MM Tulare | Big Creek-Ventura | 0 | 0 | 0 | 0 | 0 | 0 | 0 | 0 | 0 | 0 | 0 | 0 | N | South | EO
REDBLF_6_UNIT | RED BLUFF PEAKER PLANT | CAISO System | 44 | 44 | 44 | 44 | 44 | 44 | 44 | 44 | 44 | 44 | 44 | 44 | Y | North | FC
REDMAN_2_SOLAR | Lancaster East Avenue F | Big Creek-Ventura | 0.15 | 0.11 | 0.68 | 0.56 | 0.6 | 1.16 | 1.46 | 1.01 | 0.53 | 0.08 | 0.08 | 0 | N | South | FC
REDMAN_6_AVSSR1 | Antelope Valley Solar | Big Creek-Ventura | 0.12 | 0.09 | 0.54 | 0.45 | 0.48 | 0.93 | 1.17 | 0.81 | 0.42 | 0.06 | 0.06 | 0 | N | South | FC
REDOND_7_UNIT 5 | REDONDO GEN STA. UNIT 5 | LA Basin | 178.87 | 178.87 | 178.87 | 178.87 | 178.87 | 178.87 | 178.87 | 178.87 | 178.87 | 178.87 | 178.87 | 178.87 | Y | South | FC
REDOND_7_UNIT 6 | REDONDO GEN STA. UNIT 6 | LA Basin | 175 | 175 | 175 | 175 | 175 | 175 | 175 | 175 | 175 | 175 | 175 | 175 | Y | South | FC
REDOND_7_UNIT 8 | REDONDO GEN STA. UNIT 8 | LA Basin | 480 | 480 | 480 | 480 | 480 | 480 | 480 | 480 | 480 | 480 | 480 | 480 | Y | South | FC
REEDLY_6_SOLAR | Terzian | Fresno | 0 | 0 | 0 | 0 | 0 | 0 | 0 | 0 | 0 | 0 | 0 | 0 | N | North | EO
RENWD_1_QF | Renwind re-powering project | LA Basin | 1.4 | 1.2 | 2.8 | 2.5 | 2.5 | 3.3 | 2.3 | 2.1 | 1.5 | 0.8 | 1.2 | 1.3 | N | South | FC
RICHMN_1_CHVSR2 | Chevron 8.5 | Bay Area | 0.34 | 0.26 | 1.53 | 1.28 | 1.36 | 2.64 | 3.32 | 2.3 | 1.19 | 0.17 | 0.17 | 0 | N | North | ID | 100% | 16DGD Waiting for Moraga-Castro Valley 230 kV Line Capacity Increase and possibly other
RICHMN_1_SOLAR | Chevron 2 | Bay Area | 0.08 | 0.06 | 0.36 | 0.3 | 0.32 | 0.62 | 0.78 | 0.54 | 0.28 | 0.04 | 0.04 | 0 | N | North | ID | 100% | 16DGD Waiting for Moraga-Castro Valley 230 kV Line Capacity Increase and possibly other
RICHMN_7_BAYENV | BAY ENVIRONMENTAL (NOVE POWER) | Bay Area | 0.28 | 0.28 | 0.4 | 0.27 | 0.78 | 0.06 | 0.01 | 0.04 | 0.05 | 0.06 | 0.11 | 0.25 | N | North | FC
RIOBRV_6_UNIT 1 | RIO BRAVO HYDRO | CAISO System | 0 | 1.56 | 2.34 | 6.24 | 6.83 | 5.57 | 9.2 | 9.47 | 6.23 | 3.86 | 0.65 | 0 | N | North | FC
RIOOSO_1_QF | SMALL QF AGGREGATION - GRASS VALLEY | Sierra | 0.48 | 0.84 | 0.94 | 0.76 | 0.92 | 1 | 1.08 | 1.14 | 1.07 | 0.31 | 0.06 | 0.09 | N | North | FC
RNDMTN_2_SLSPHY1 | Silver Springs | CAISO System | 0.27 | 0.28 | 0.38 | 0.39 | 0.34 | 0.33 | 0.32 | 0.22 | 0.21 | 0.19 | 0.19 | 0.21 | N | North | FC
RNDSBG_1_HZASR1 | Hazel A | CAISO System | 0.12 | 0.09 | 0.54 | 0.45 | 0.48 | 0.93 | 1.17 | 0.81 | 0.42 | 0.06 | 0.06 | 0 | N | South | FC
ROLLIN_6_UNIT | ROLLINS HYDRO | Sierra | 6.82 | 7.98 | 10.19 | 10.46 | 10.22 | 7.97 | 7.07 | 6.83 | 5.09 | 0 | 0.62 | 6.2 | Y | North | FC
ROSMDW_2_WIND1 | Pacific Wind - Phase 1 | CAISO System | 19.6 | 16.8 | 39.2 | 35 | 35 | 46.2 | 32.2 | 29.4 | 21 | 11.2 | 16.8 | 18.2 | N | South | FC
ROSMND_6_SOLAR | Lancaster B | Big Creek-Ventura | 0.12 | 0.09 | 0.54 | 0.45 | 0.48 | 0.93 | 1.17 | 0.81 | 0.42 | 0.06 | 0.06 | 0 | N | South | FC
RSMSLR_6_SOLAR1 | Rosamond One | Big Creek-Ventura | 0.8 | 0.6 | 3.6 | 3 | 3.2 | 6.2 | 7.8 | 5.4 | 2.8 | 0.4 | 0.4 | 0 | N | South | FC
RSMSLR_6_SOLAR2 | Rosamond Two | Big Creek-Ventura | 0.8 | 0.6 | 3.6 | 3 | 3.2 | 6.2 | 7.8 | 5.4 | 2.8 | 0.4 | 0.4 | 0 | N | South | FC
RTEDDY_2_SC1SR3 | Rosamond West Solar Clean | CAISO System | 1.6 | 1.2 | 7.2 | 6 | 6.4 | 12.4 | 15.6 | 10.8 | 5.6 | 0.8 | 0.8 | 0 | N | South | FC
RTEDDY_2_SEBSR3 | Rosamond West Solar East Bay 3 | CAISO System | 2.24 | 1.68 | 10.08 | 8.4 | 8.96 | 17.36 | 21.84 | 15.12 | 7.84 | 1.12 | 1.12 | 0 | N | South | FC
RTEDDY_2_SEBSR4 | Rosamond West Solar East Bay 4 | CAISO System | 2.24 | 1.68 | 10.08 | 8.4 | 8.96 | 17.36 | 21.84 | 15.12 | 7.84 | 1.12 | 1.12 | 0 | N | South | FC
RTEDDY_2_SOLAR1 | Rosamond West Solar 1 | CAISO System | 2.16 | 1.62 | 9.72 | 8.1 | 8.64 | 16.74 | 21.06 | 14.58 | 7.56 | 1.08 | 1.08 | 0 | N | South | FC
RTEDDY_2_SOLAR2 | Rosamond West Solar 2 | CAISO System | 2.16 | 1.62 | 9.72 | 8.1 | 8.64 | 16.74 | 21.06 | 14.58 | 7.56 | 1.08 | 1.08 | 0 | N | South | FC
RTEDDY_2_SPASR4 | Rosamond West Solar Palo Alto | CAISO System | 1.04 | 0.78 | 4.68 | 3.9 | 4.16 | 8.06 | 10.14 | 7.02 | 3.64 | 0.52 | 0.52 | 0 | N | South | FC
RTEDDY_2_SRXSR4 | Rosamond West Solar Rosie X | CAISO System | 0.54 | 0.41 | 2.45 | 2.04 | 2.18 | 4.22 | 5.3 | 3.67 | 1.9 | 0.27 | 0.27 | 0 | N | South | FC
RTREE_2_WIND1 | Rising Tree 1 | CAISO System | 11.09 | 9.5 | 22.18 | 19.8 | 19.8 | 26.14 | 18.22 | 16.63 | 11.88 | 6.34 | 9.5 | 10.3 | N | South | FC
RTREE_2_WIND2 | Rising Tree 2 | CAISO System | 2.77 | 2.38 | 5.54 | 4.95 | 4.95 | 6.53 | 4.55 | 4.16 | 2.97 | 1.58 | 2.38 | 2.57 | N | South | FC
RTREE_2_WIND3 | Rising Tree 3 | CAISO System | 13.86 | 11.88 | 27.72 | 24.75 | 24.75 | 32.67 | 22.77 | 20.79 | 14.85 | 7.92 | 11.88 | 12.87 | N | South | FC
RUSCTY_2_UNITS | Russell City Energy Center | Bay Area | 620 | 620 | 620 | 617.9 | 620 | 617.54 | 616.31 | 597.4 | 600.9 | 605.32 | 617.48 | 620.5 | Y | North | FC
RVRVEW_1_UNITA1 | Riverview Energy Center (GP Antioch) | Bay Area | 47.6 | 47.6 | 47.6 | 47.6 | 47.6 | 47.6 | 47.6 | 47.6 | 47.6 | 47.6 | 47.6 | 47.6 | Y | North | FC
RVSIDE_2_RERCU3 | Riverside Energy Res. Ctr Unit 3 | LA Basin | 49 | 49 | 49 | 49 | 49 | 49 | 49 | 49 | 49 | 49 | 49 | 49 | Y | South | FC
RVSIDE_2_RERCU4 | Riverside Energy Res. Ctr Unit 4 | LA Basin | 49 | 49 | 49 | 49 | 49 | 49 | 49 | 49 | 49 | 49 | 49 | 49 | Y | South | FC
RVSIDE_6_RERCU1 | Riverside Energy Res. Ctr Unit 1 | LA Basin | 48.35 | 48.35 | 48.35 | 48.35 | 48.35 | 48.35 | 48.35 | 48.35 | 48.35 | 48.35 | 48.35 | 48.35 | Y | South | FC
RVSIDE_6_RERCU2 | Riverside Energy Res. Ctr Unit 2 | LA Basin | 48.5 | 48.5 | 48.5 | 48.5 | 48.5 | 48.5 | 48.5 | 48.5 | 48.5 | 48.5 | 48.5 | 48.5 | Y | South | FC
RVSIDE_6_SOLAR1 | Tequesquite Landfill Solar Project | LA Basin | 0.3 | 0.23 | 1.35 | 1.13 | 1.2 | 2.33 | 2.93 | 2.03 | 1.05 | 0.15 | 0.15 | 0 | N | South | FC
RVSIDE_6_SPRING | SPRINGS GENERATION PROJECT AGGREGATE | LA Basin | 36 | 36 | 36 | 36 | 36 | 36 | 36 | 36 | 36 | 36 | 36 | 36 | Y | South | FC
S_RITA_6_SOLAR1 | Sun Harvest Solar | Fresno | 0 | 0 | 0 | 0 | 0 | 0 | 0 | 0 | 0 | 0 | 0 | 0 | N | North | EO
SALIRV_2_UNIT | Salinas River Cogeneration | CAISO System | 26.56 | 26.49 | 25.49 | 23.62 | 24.94 | 24.75 | 24.57 | 25.24 | 18.38 | 21.68 | 23.08 | 23.81 | N | North | FC
SALTSP_7_UNITS | SALT SPRINGS HYDRO AGGREGATE | CAISO System | 9.6 | 4.72 | 8 | 3.79 | 23.36 | 25.12 | 22.56 | 23.46 | 6.08 | 5.6 | 8 | 25.82 | Y | North | FC
SAMPSN_6_KELCO1 | KELCO QUALIFYING FACILITY | San Diego-IV | 1.05 | 2.71 | 1.62 | 2.53 | 1.8 | 1.22 | 1.21 | 0.9 | 1.9 | 3.58 | 2.68 | 1.3 | N | South | FC
SANDLT_2_SUNITS | Mojave Solar | CAISO System | 11 | 8.25 | 49.5 | 41.25 | 44 | 85.25 | 107.25 | 74.25 | 38.5 | 5.5 | 5.5 | 0 | N | South | FC
SANITR_6_UNITS | LACSD CARSON WATER POLLUTION AGGREGATE | LA Basin | 0.39 | 0.59 | 1.03 | 0.92 | 0.52 | 0.89 | 0.57 | 0.79 | 0.61 | 0.59 | 0.96 | 0.81 | N | South | FC
SANLOB_1_LNDFIL | Cold Canyon | CAISO System | 0 | 0 | 0 | 0 | 0 | 0 | 0 | 0 | 0 | 0 | 0 | 0 | N | North | EO
SANLOB_1_OSFBM1 | HZIU Kompogas SLO | CAISO System | 0 | 0 | 0 | 0 | 0 | 0 | 0 | 0 | 0 | 0 | 0 | 0 | Y | North | EO
SANTFG_7_UNITS | GEYSERS CALISTOGA AGGREGATE | NCNB | 63 | 63 | 63 | 63 | 63 | 63 | 63 | 63 | 63 | 63 | 63 | 63 | Y | North | FC
SANTGO_2_LNDFL1 | Bowerman Power | LA Basin | 17.55 | 18.93 | 19.49 | 17.31 | 18.7 | 18.64 | 18.08 | 18.73 | 18.8 | 18.18 | 17.46 | 19.14 | N | South | FC
SANTGO_2_MABBT1 | Millikan Avenue BESS | LA Basin | 2 | 2 | 2 | 2 | 2 | 2 | 2 | 2 | 2 | 2 | 2 | 2 | Y | South | FC
SANWD_1_QF | San Gorgonio Farms Wind Farm | LA Basin | 4.34 | 3.72 | 8.68 | 7.75 | 7.75 | 10.23 | 7.13 | 6.51 | 4.65 | 2.48 | 3.72 | 4.03 | N | South | FC
SAUGUS_6_CREST | East Portal Hydro | Big Creek-Ventura | 0 | 0 | 0 | 0 | 0 | 0 | 0 | 0 | 0 | 0 | 0 | 0 | N | South | EO
SAUGUS_6_MWDFTH | Foothill Hydroelectric Recovery Plant | Big Creek-Ventura | 6.16 | 4.49 | 4.15 | 5.67 | 5.25 | 4.87 | 4.95 | 4.76 | 5.36 | 7.1 | 6.63 | 6.22 | Y | South | FC
SAUGUS_6_QF | SAUGUS QFS | Big Creek-Ventura | 0.03 | 0.04 | 0.09 | 0.3 | 0.41 | 0.62 | 0.54 | 0.45 | 0.65 | 0.34 | 0.33 | 0.32 | N | South | FC
SAUGUS_7_CHIQCN | Chiquita Canyon Landfill Fac | Big Creek-Ventura | 6.55 | 6.1 | 6.39 | 5.12 | 5.78 | 5.64 | 5.14 | 5.22 | 4.97 | 5.08 | 5.91 | 5.59 | N | South | FC
SAUGUS_7_LOPEZ | MM Lopez Energy | Big Creek-Ventura | 4.12 | 4.67 | 5.67 | 5.69 | 5.55 | 4.67 | 5.09 | 5.34 | 5.47 | 5.24 | 5.48 | 5.29 | Y | South | FC
SBERDO_2_PSP3 | Mountainview Gen Sta. Unit 3 | LA Basin | 555 | 555 | 555 | 555 | 555 | 555 | 555 | 555 | 555 | 555 | 555 | 555 | Y | South | FC
SBERDO_2_PSP4 | Mountainview Gen Sta. Unit 4 | LA Basin | 555 | 555 | 555 | 555 | 555 | 555 | 555 | 555 | 555 | 555 | 555 | 555 | Y | South | FC
SBERDO_2_REDLND | Redlands RT Solar | LA Basin | 0.08 | 0.06 | 0.36 | 0.3 | 0.32 | 0.62 | 0.78 | 0.54 | 0.28 | 0.04 | 0.04 | 0 | N | South | FC
SBERDO_2_RTS005 | SPVP005 Redlands RT Solar | LA Basin | 0.1 | 0.08 | 0.45 | 0.38 | 0.4 | 0.78 | 0.98 | 0.68 | 0.35 | 0.05 | 0.05 | 0 | N | South | FC
SBERDO_2_RTS007 | SPVP007 Redlands RT Solar | LA Basin | 0.1 | 0.08 | 0.45 | 0.38 | 0.4 | 0.78 | 0.98 | 0.68 | 0.35 | 0.05 | 0.05 | 0 | N | South | FC
SBERDO_2_RTS011 | SPVP011 | LA Basin | 0.14 | 0.11 | 0.63 | 0.53 | 0.56 | 1.09 | 1.37 | 0.95 | 0.49 | 0.07 | 0.07 | 0 | N | South | FC
SBERDO_2_RTS013 | SPVP013 | LA Basin | 0.14 | 0.11 | 0.63 | 0.53 | 0.56 | 1.09 | 1.37 | 0.95 | 0.49 | 0.07 | 0.07 | 0 | N | South | FC
SBERDO_2_RTS016 | SPVP016 Redlands RT Solar | LA Basin | 0.06 | 0.05 | 0.27 | 0.23 | 0.24 | 0.47 | 0.59 | 0.41 | 0.21 | 0.03 | 0.03 | 0 | N | South | FC
SBERDO_2_RTS048 | SPVP048 | LA Basin | 0 | 0 | 0 | 0 | 0 | 0 | 0 | 0 | 0 | 0 | 0 | 0 | N | South | EO
SBERDO_2_SNTANA | SANTA ANA PSP | LA Basin | 0.76 | 0.75 | 1.21 | 1.7 | 1.28 | 0.84 | 0.45 | 0.58 | 0.54 | 0.58 | 0.63 | 0.9 | N | South | FC
SBERDO_6_MILLCK | MILL CREEK PSP | LA Basin | 0.76 | 0.98 | 1.33 | 1.69 | 1.72 | 1.57 | 1.86 | 1.77 | 1.67 | 1.41 | 1.39 | 1.28 | N | South | FC
SCEC_1_PDRP05 | SCEC_1_PDRP05 | LA Basin | 0.1 | 0.1 | 0.15 | 0.11 | 0.13 | 0.24 | 0.42 | 0.4 | 0.4 | 0.5 | 0.22 | 0.22 | Y | South | FC
SCEC_1_PDRP06 | SCEC_1_PDRP06 | LA Basin | 0.15 | 0.18 | 0.11 | 0.11 | 0.15 | 0.3 | 0.4 | 0.4 | 0.4 | 0.3 | 0.15 | 0.12 | Y | South | FC
SCEC_1_PDRP07 | SCEC_1_PDRP07 | LA Basin | 0 | 0 | 0.1 | 0.35 | 0.35 | 0.4 | 0.6 | 0.6 | 0.4 | 0.25 | 0.2 | 0.17 | Y | South | FC
SCEC_1_PDRP08 | SCEC_1_PDRP08 | LA Basin | 0 | 0 | 0 | 0.4 | 0.35 | 0.4 | 0.6 | 0.6 | 0.4 | 0.25 | 0.2 | 0.16 | Y | South | FC
SCEC_1_PDRP09 | SCEC_1_PDRP09 | LA Basin | 0 | 0 | 0 | 0.4 | 0.35 | 0.4 | 0.6 | 0.65 | 0.4 | 0.25 | 0.2 | 0.15 | Y | South | FC
SCEC_1_PDRP10 | SCEC_1_PDRP10 | LA Basin | 0 | 0 | 0 | 0.4 | 0.35 | 0.4 | 0.6 | 0.65 | 0.4 | 0.25 | 0.2 | 0.15 | Y | South | FC
SCEC_1_PDRP100 | SCEC_1_PDRP100 | LA Basin | 0 | 0 | 0 | 0 | 0 | 0 | 0.4 | 0.5 | 0.95 | 0 | 0 | 0 | Y | South | FC
SCEC_1_PDRP101 | SCEC_1_PDRP101 | LA Basin | 0 | 0 | 0 | 0 | 0 | 0 | 0.4 | 0.5 | 0.95 | 0 | 0 | 0 | Y | South | FC
SCEC_1_PDRP102 | SCEC_1_PDRP102 | LA Basin | 0 | 0 | 0 | 0 | 0 | 0 | 0.4 | 0.5 | 0.95 | 0 | 0 | 0 | Y | South | FC
SCEC_1_PDRP103 | SCEC_1_PDRP103 | LA Basin | 0 | 0 | 0 | 0 | 0 | 0 | 0 | 0.1 | 0.9 | 0 | 0 | 0 | Y | South | FC
SCEC_1_PDRP104 | SCEC_1_PDRP104 | LA Basin | 0 | 0 | 0 | 0 | 0 | 0 | 0 | 0 | 0 | 0 | 0 | 0 | Y | South | FC
SCEC_1_PDRP106 | SCEC_1_PDRP106 | LA Basin | 0.68 | 0.68 | 0.75 | 0.99 | 0.87 | 0.9 | 0.91 | 0.99 | 0 | 0 | 0 | 0 | Y | South | FC
SCEC_1_PDRP107 | SCEC_1_PDRP107 | LA Basin | 2.07 | 3.69 | 2.9 | 4.6 | 5.6 | 2 | 1.61 | 4.95 | 0 | 0 | 0 | 0 | Y | South | FC
SCEC_1_PDRP108 | SCEC_1_PDRP108 | LA Basin | 9.95 | 2.8 | 9.98 | 2.6 | 3 | 9.9 | 9.99 | 1.4 | 0 | 0 | 0 | 0 | Y | South | FC
SCEC_1_PDRP109 | SCEC_1_PDRP109 | LA Basin | 5.8 | 9.93 | 2.96 | 2.4 | 9.99 | 1.42 | 5.89 | 9.9 | 0 | 0 | 0 | 0 | Y | South | FC
SCEC_1_PDRP11 | SCEC_1_PDRP11 | LA Basin | 0 | 0 | 0 | 0 | 0.5 | 0 | 0 | 0 | 0.95 | 0 | 0 | 0 | Y | South | FC
SCEC_1_PDRP110 | SCEC_1_PDRP110 | LA Basin | 4.41 | 4.47 | 4.46 | 4.5 | 4.45 | 4.36 | 0 | 2 | 0 | 0 | 0 | 0 | Y | South | FC
SCEC_1_PDRP111 | SCEC_1_PDRP111 | LA Basin | 0.94 | 0.56 | 0.87 | 0.95 | 0.94 | 0.94 | 0.99 | 0 | 0 | 0 | 0 | 0 | Y | South | FC
SCEC_1_PDRP113 | SCEC_1_PDRP113 | LA Basin | 0.7 | 0.99 | 0.36 | 0.99 | 0.94 | 0.99 | 0.99 | 0 | 0 | 0 | 0 | 0 | Y | South | FC
SCEC_1_PDRP114 | SCEC_1_PDRP114 | LA Basin | 0.47 | 0.99 | 0.9 | 0.97 | 0.99 | 0.96 | 0.9 | 0 | 0 | 0 | 0 | 0 | Y | South | FC
SCEC_1_PDRP115 | SCEC_1_PDRP115 | LA Basin | 0.68 | 0.94 | 0.83 | 0.99 | 0.99 | 0.97 | 0 | 0 | 0 | 0 | 0 | 0 | Y | South | FC
SCEC_1_PDRP116 | SCEC_1_PDRP116 | LA Basin | 0.97 | 0.53 | 0.83 | 0.99 | 0.96 | 0.97 | 0 | 0 | 0 | 0 | 0 | 0 | Y | South | FC
SCEC_1_PDRP117 | SCEC_1_PDRP117 | LA Basin | 0.4 | 0.99 | 0.89 | 0.9 | 0.9 | 0.99 | 0 | 0 | 0 | 0 | 0 | 0 | Y | South | FC
SCEC_1_PDRP118 | SCEC_1_PDRP118 | LA Basin | 0.11 | 0.84 | 0 | 0.99 | 0.87 | 0.98 | 0 | 0 | 0 | 0 | 0 | 0 | Y | South | FC
SCEC_1_PDRP119 | SCEC_1_PDRP119 | LA Basin | 0.56 | 0 | 0 | 0.85 | 0.99 | 0.97 | 0 | 0 | 0 | 0 | 0 | 0 | Y | South | FC
SCEC_1_PDRP12 | SCEC_1_PDRP12 | LA Basin | 0 | 0 | 0 | 0 | 0.5 | 0 | 0 | 0 | 0 | 0 | 0 | 0 | Y | South | FC
SCEC_1_PDRP122 | SCEC_1_PDRP122 | LA Basin | 0.82 | 0 | 0 | 0.8 | 0.91 | 0.99 | 0 | 0 | 0 | 0 | 0 | 0 | Y | South | FC
SCEC_1_PDRP127 | SCEC_1_PDRP127 | LA Basin | 0.97 | 0.98 | 0.98 | 0.7 | 0.93 | 0.94 | 0 | 0 | 0 | 0 | 0 | 0 | Y | South | FC
SCEC_1_PDRP129 | SCEC_1_PDRP129 | LA Basin | 0.97 | 0.98 | 0.98 | 0.87 | 0.9 | 0 | 0 | 0 | 0 | 0 | 0 | 0 | Y | South | FC
SCEC_1_PDRP13 | SCEC_1_PDRP13 | LA Basin | 0 | 0 | 0 | 0 | 0 | 0 | 0 | 0 | 0 | 0 | 0 | 0 | Y | South | FC
SCEC_1_PDRP130 | SCEC_1_PDRP130 | LA Basin | 0.97 | 0.98 | 0.98 | 0.99 | 0.98 | 0.96 | 0.95 | 0.5 | 0 | 0 | 0 | 0 | Y | South | FC
SCEC_1_PDRP132 | SCEC_1_PDRP132 | LA Basin | 0.97 | 0.98 | 0.98 | 0.99 | 0.98 | 0.96 | 0.46 | 0.35 | 0 | 0 | 0 | 0 | Y | South | FC
SCEC_1_PDRP134 | SCEC_1_PDRP134 | LA Basin | 0.97 | 0.98 | 0.98 | 0.99 | 0.98 | 0.96 | 0.85 | 0.4 | 0 | 0 | 0 | 0 | Y | South | FC
SCEC_1_PDRP136 | SCEC_1_PDRP136 | LA Basin | 0.59 | 0.6 | 0.59 | 0.6 | 0.59 | 0.58 | 0.2 | 0.45 | 0 | 0 | 0 | 0 | Y | South | FC
SCEC_1_PDRP137 | SCEC_1_PDRP137 | LA Basin | 0.39 | 0.4 | 0.4 | 0.4 | 0.4 | 0.39 | 0.8 | 0.4 | 0 | 0 | 0 | 0 | Y | South | FC
SCEC_1_PDRP138 | SCEC_1_PDRP138 | LA Basin | 0.59 | 0.6 | 0.59 | 0.6 | 0.59 | 0.58 | 0.8 | 0.4 | 0 | 0 | 0 | 0 | Y | South | FC
SCEC_1_PDRP14 | SCEC_1_PDRP14 | LA Basin | 0 | 0 | 0 | 0.12 | 0.15 | 0.4 | 0.5 | 0.5 | 0.5 | 0.4 | 0.24 | 0.25 | Y | South | FC
SCEC_1_PDRP140 | SCEC_1_PDRP140 | LA Basin | 0.39 | 0.4 | 0.4 | 0.4 | 0.4 | 0.39 | 0.8 | 0.4 | 0 | 0 | 0 | 0 | Y | South | FC
SCEC_1_PDRP141 | SCEC_1_PDRP141 | LA Basin | 0.49 | 0.5 | 0.5 | 0.5 | 0.49 | 0 | 0.99 | 0.4 | 0 | 0 | 0 | 0 | Y | South | FC
SCEC_1_PDRP142 | SCEC_1_PDRP142 | LA Basin | 0.49 | 0.5 | 0.5 | 0.5 | 0.49 | 0 | 0.55 | 0.6 | 0 | 0 | 0 | 0 | Y | South | FC
SCEC_1_PDRP143 | SCEC_1_PDRP143 | LA Basin | 0.61 | 0.63 | 0.63 | 0.62 | 0.65 | 0.62 | 0.6 | 0.6 | 0 | 0 | 0 | 0 | Y | South | FC
SCEC_1_PDRP144 | SCEC_1_PDRP144 | LA Basin | JUL: 0.9; AUG: 0.15; SEP: 0; OCT: 0; NOV: 0; DEC: 0 | Y | South | FC
SCEC_1_PDRP145 | SCEC_1_PDRP145 | LA Basin | JUL: 0.8; AUG: 0.35; SEP: 0; OCT: 0; NOV: 0; DEC: 0 | Y | South | FC
SCEC_1_PDRP146 | SCEC_1_PDRP146 | LA Basin | JUL: 0.45; AUG: 0.3; SEP: 0; OCT: 0; NOV: 0; DEC: 0 | Y | South | FC
SCEC_1_PDRP147 | SCEC_1_PDRP147 | LA Basin | AUG: 0.45; SEP: 0; OCT: 0; NOV: 0; DEC: 0 | Y | South | FC
SCEC_1_PDRP148 | SCEC_1_PDRP148 | LA Basin | AUG: 0.35; SEP: 0; OCT: 0; NOV: 0; DEC: 0 | Y | South | FC
SCEC_1_PDRP162 | SCEC_1_PDRP162 | LA Basin | JUN: 0.96; JUL: 0; AUG: 0; SEP: 0; OCT: 0; NOV: 0; DEC: 0 | Y | South | FC
SCEC_1_PDRP163 | SCEC_1_PDRP163 | LA Basin | 4.89 | 4.96 | 4.95 | 4.98 | 4.94 | 4.84 | 3.35 | 8.48 | 0 | 0 | 0 | 0 | Y | South | FC
SCEC_1_PDRP175 | VLTS_PDR_SCEC_01 | LA Basin | 8 | 8 | 8 | 8 | 8 | 8.9 | 8.9 | 8.9 | 0 | 0 | 0 | 0 | Y | South | FC
SCEC_1_PDRP176 | VLTS_PDR_SCEC_02 | LA Basin | 3.5 | 3.5 | 3.5 | 3.5 | 3 | 3.5 | 6.95 | 6.95 | 0 | 0 | 0 | 0 | Y | South | FC
SCEC_1_PDRP18 | SCEC_1_PDRP18 | LA Basin | 0.1 | 0.1 | 0.1 | 0.11 | 0.15 | 0.28 | 0.35 | 0.32 | 0.32 | 0.32 | 0.25 | 0.18 | Y | South | FC
SCEC_1_PDRP180 | PDR-F SCEC | LA Basin |  |  |  |  | 2.53 | 2.85 | 3.4 | 3.41 | 0 | 0 | 0 | 0 | Y | South | FC
SCEC_1_PDRP185 | VLTS_PDR_SCEC_03 | LA Basin | AUG: 0.75; SEP: 0; OCT: 0; NOV: 0; DEC: 0 | Y | South | FC
SCEC_1_PDRP19 | SCEC_1_PDRP19 | LA Basin | 0 | 0 | 0 | 0.12 | 0.2 | 0.4 | 0.5 | 0.5 | 0.5 | 0.22 | 0 | 0 | Y | South | FC
SCEC_1_PDRP20 | SCEC_1_PDRP20 | LA Basin | 0.2 | 0.14 | 0.13 | 0.15 | 0.2 | 0.3 | 0.5 | 0.5 | 0.5 | 0.4 | 0.22 | 0.18 | Y | South | FC
SCEC_1_PDRP30 | SCEC_1_PDRP30 | LA Basin | 0 | 0 | 0 | 0.12 | 0.2 | 0.4 | 0.5 | 0.5 | 0.5 | 0 | 0 | 0 | Y | South | FC
SCEC_1_PDRP31 | SCEC_1_PDRP31 | LA Basin | 0 | 0 | 0 | 0 | 0.5 | 0 | 0 | 0 | 0 | 0 | 0 | 0 | Y | South | FC
SCEC_1_PDRP32 | SCEC_1_PDRP32 | LA Basin | 0 | 0 | 0 | 0 | 0.5 | 0 | 0 | 0 | 0 | 0 | 0 | 0 | Y | South | FC
SCEC_1_PDRP38 | SCEC_1_PDRP38 | LA Basin | 0 | 0 | 0 | 0 | 0 | 0.4 | 0.6 | 0.6 | 0.4 | 0.21 | 0.15 | 0 | Y | South | FC
SCEC_1_PDRP42 | SCEC_1_PDRP42 | LA Basin | 0 | 0 | 0 | 0 | 0 | 0.4 | 0.6 | 0.6 | 0.4 | 0 | 0 | 0 | Y | South | FC
SCEC_1_PDRP48 | SCEC_1_PDRP48 | LA Basin | 0 | 0 | 0 | 0 | 0 | 0 | 0.25 | 0.35 | 0.35 | 0.35 | 0 | 0 | Y | South | FC
SCEC_1_PDRP49 | SCEC_1_PDRP49 | LA Basin | 0 | 0 | 0 | 0 | 0 | 0 | 0.4 | 0.35 | 0.35 | 0.35 | 0 | 0 | Y | South | FC
SCEC_1_PDRP50 | SCEC_1_PDRP50 | LA Basin | 0 | 0 | 0 | 0 | 0 | 0 | 0.25 | 0.35 | 0.35 | 0.35 | 0 | 0 | Y | South | FC
SCEC_1_PDRP51 | SCEC_1_PDRP51 | LA Basin | 0 | 0 | 0 | 0 | 0 | 0 | 0.4 | 0.35 | 0.35 | 0.35 | 0 | 0 | Y | South | FC
SCEC_1_PDRP52 | SCEC_1_PDRP52 | LA Basin | 0 | 0 | 0 | 0 | 0 | 0 | 0.25 | 0.35 | 0.35 | 0.35 | 0 | 0 | Y | South | FC
SCEC_1_PDRP53 | SCEC_1_PDRP53 | LA Basin | 0 | 0 | 0 | 0 | 0 | 0 | 0.4 | 0.35 | 0.35 | 0.35 | 0 | 0 | Y | South | FC
SCEC_1_PDRP54 | SCEC_1_PDRP54 | LA Basin | 0 | 0 | 0 | 0 | 0 | 0 | 0.25 | 0.35 | 0.35 | 0.35 | 0 | 0 | Y | South | FC
SCEC_1_PDRP55 | SCEC_1_PDRP55 | LA Basin | 0 | 0 | 0 | 0 | 0 | 0 | 0.4 | 0.35 | 0.35 | 0.35 | 0 | 0 | Y | South | FC
SCEC_1_PDRP56 | SCEC_1_PDRP56 | LA Basin | 0 | 0 | 0 | 0 | 0 | 0 | 0.21 | 0.35 | 0.35 | 0.35 | 0 | 0 | Y | South | FC
SCEC_1_PDRP61 | SCEC_1_PDRP61 | LA Basin | 0 | 0 | 0 | 0 | 0 | 0 | 0.4 | 0.35 | 0.35 | 0.35 | 0 | 0 | Y | South | FC
SCEC_1_PDRP62 | SCEC_1_PDRP62 | LA Basin | 0 | 0 | 0 | 0 | 0 | 0 | 0.2 | 0.35 | 0.35 | 0.35 | 0 | 0 | Y | South | FC
SCEC_1_PDRP63 | SCEC_1_PDRP63 | LA Basin | 0 | 0 | 0 | 0 | 0 | 0 | 0.4 | 0.35 | 0.35 | 0.35 | 0 | 0 | Y | South | FC
SCEC_1_PDRP64 | SCEC_1_PDRP64 | LA Basin | 0 | 0 | 0 | 0 | 0.41 | 0 | 0 | 0 | 0 | 0 | 0 | 0 | Y | South | FC
SCEC_1_PDRP79 | SCEC_1_PDRP79 | LA Basin | 0.25 | 0.25 | 0.27 | 0.35 | 0.4 | 0.47 | 0.52 | 0.54 | 0.34 | 0.22 | 0.15 | 0.15 | Y | South | FC
SCEC_1_PDRP80 | SCEC_1_PDRP80 | LA Basin | 0.25 | 0.25 | 0.27 | 0.35 | 0.4 | 0.45 | 0.55 | 0.54 | 0.34 | 0.22 | 0.15 | 0.15 | Y | South | FC
SCEC_1_PDRP81 | SCEC_1_PDRP81 | LA Basin | 0.25 | 0.25 | 0.27 | 0.35 | 0.4 | 0.45 | 0.55 | 0.54 | 0.34 | 0.22 | 0.15 | 0.15 | Y | South | FC
SCEC_1_PDRP82 | SCEC_1_PDRP82 | LA Basin | 0.25 | 0.25 | 0.27 | 0.35 | 0.4 | 0.45 | 0.55 | 0.54 | 0.34 | 0.22 | 0.15 | 0.15 | Y | South | FC
SCEC_1_PDRP83 | SCEC_1_PDRP83 | LA Basin | 0.25 | 0.25 | 0.27 | 0.35 | 0.4 | 0.45 | 0.55 | 0.54 | 0.34 | 0.22 | 0.15 | 0.15 | Y | South | FC
SCEC_1_PDRP84 | SCEC_1_PDRP84 | LA Basin | 0.25 | 0.41 | 0.3 | 0.13 | 0.39 | 0.45 | 0.55 | 0.54 | 0.34 | 0.25 | 0.15 | 0.15 | Y | South | FC
SCEC_1_PDRP85 | SCEC_1_PDRP85 | LA Basin | 0 | 0 | 0 | 0 | 0.38 | 0.45 | 0.55 | 0.54 | 0.34 | 0.22 | 0.15 | 0.15 | Y | South | FC
SCEC_1_PDRP86 | SCEC_1_PDRP86 | LA Basin | 0 | 0 | 0 | 0 | 0 | 0.43 | 0.55 | 0.54 | 0.34 | 0.21 | 0.15 | 0.15 | Y | South | FC
SCEC_1_PDRP87 | SCEC_1_PDRP87 | LA Basin | 0 | 0 | 0 | 0 | 0 | 0.43 | 0.55 | 0.54 | 0.34 | 0.21 | 0.15 | 0.15 | Y | South | FC
SCEC_1_PDRP88 | SCEC_1_PDRP88 | LA Basin | 0 | 0 | 0 | 0 | 0 | 0.43 | 0.55 | 0.54 | 0.3 | 0.21 | 0.2 | 0.15 | Y | South | FC
SCEC_1_PDRP89 | SCEC_1_PDRP89 | LA Basin | 0 | 0 | 0 | 0 | 0 | 0.43 | 0.55 | 0.54 | 0.3 | 0.21 | 0.2 | 0.15 | Y | South | FC
SCEC_1_PDRP90 | SCEC_1_PDRP90 | LA Basin | 0 | 0 | 0 | 0 | 0 | 0.43 | 0.55 | 0.54 | 0.35 | 0.21 | 0.12 | 0.15 | Y | South | FC
SCEC_1_PDRP91 | SCEC_1_PDRP91 | LA Basin | 0 | 0 | 0 | 0 | 0 | 0.43 | 0.55 | 0.54 | 0.35 | 0.21 | 0.13 | 0 | Y | South | FC
SCEN_6_PDRP01 | SCEN_6_PDRP01 | Big Creek-Ventura | 0.15 | 0.15 | 0.1 | 0.11 | 0.2 | 0.3 | 0.37 | 0.37 | 0.37 | 0.35 | 0.22 | 0.2 | Y | South | FC
SCEN_6_PDRP02 | SCEN_6_PDRP02 | Big Creek-Ventura | 0.2 | 0.21 | 0.22 | 0.15 | 0.2 | 0.4 | 0.51 | 0.51 | 0.51 | 0.4 | 0.25 | 0.26 | Y | South | FC
SCEN_6_PDRP03 | SCEN_6_PDRP03 | Big Creek-Ventura | 0.1 | 0.1 | 0.15 | 0.3 | 0.35 | 0.4 | 0.6 | 0.6 | 0.4 | 0.25 | 0.2 | 0.2 | Y | South | FC
SCEN_6_PDRP06 | SCEN_6_PDRP06 | Big Creek-Ventura | 0 | 0 | 0 | 0.3 | 0.35 | 0.4 | 0.6 | 0.6 | 0.4 | 0.25 | 0.2 | 0.2 | Y | South | FC
SCEN_6_PDRP07 | SCEN_6_PDRP07 | Big Creek-Ventura | 0 | 0 | 0 | 0.3 | 0.35 | 0.4 | 0.6 | 0.65 | 0.4 | 0.25 | 0.2 | 0.16 | Y | South | FC
SCEN_6_PDRP08 | SCEN_6_PDRP08 | Big Creek-Ventura | 0 | 0 | 0 | 0.3 | 0.35 | 0.4 | 0.6 | 0.65 | 0.4 | 0.25 | 0.2 | 0.16 | Y | South | FC
SCEN_6_PDRP101 | SCEN_6_PDRP101 | Big Creek-Ventura | 0.71 | 0.54 | 0.54 | 0.35 | 0.34 | 0.99 | 0.9 | 0.99 | 0 | 0 | 0 | 0 | Y | South | FC
SCEN_6_PDRP11 | SCEN_6_PDRP11 | Big Creek-Ventura | 0 | 0 | 0 | 0.11 | 0.15 | 0.3 | 0.37 | 0.37 | 0.37 | 0 | 0 | 0 | Y | South | FC
SCEN_6_PDRP14 | SCEN_6_PDRP14 | Big Creek-Ventura | 0 | 0 | 0 | 0.15 | 0.2 | 0.4 | 0.51 | 0.51 | 0.51 | 0.4 | 0.28 | 0.25 | Y | South | FC
SCEN_6_PDRP15 | SCEN_6_PDRP15 | Big Creek-Ventura | 0 | 0 | 0 | 0.11 | 0.15 | 0.3 | 0.37 | 0.37 | 0.37 | 0 | 0 | 0 | Y | South | FC
SCEN_6_PDRP27 | SCEN_6_PDRP27 | Big Creek-Ventura | 0 | 0 | 0 | 0.15 | 0.2 | 0.4 | 0.51 | 0.51 | 0.51 | 0 | 0 | 0 | Y | South | FC
SCEN_6_PDRP29 | SCEN_6_PDRP29 | Big Creek-Ventura | 0 | 0 | 0 | 0.11 | 0.15 | 0.3 | 0.37 | 0.37 | 0.37 | 0 | 0 | 0 | Y | South | FC
SCEN_6_PDRP30 | SCEN_6_PDRP30 | Big Creek-Ventura | 0 | 0 | 0 | 0.15 | 0.2 | 0.4 | 0.51 | 0.51 | 0.51 | 0 | 0 | 0 | Y | South | FC
SCEN_6_PDRP31 | SCEN_6_PDRP03 | Big Creek-Ventura | 0 | 0 | 0 | 0 | 0 | 0 | 0 | 0 | 0 | 0 | 0 | 0 | Y | South | FC
SCEN_6_PDRP32 | SCEN_6_PDRP32 | Big Creek-Ventura | 0 | 0 | 0 | 0.15 | 0.2 | 0.4 | 0.5 | 0.5 | 0.5 | 0 | 0 | 0 | Y | South | FC
SCEN_6_PDRP34 | SCEN_6_PDRP34 | Big Creek-Ventura | 0 | 0 | 0 | 0 | 0 | 0 | 0.6 | 0.5 | 0.95 | 0 | 0 | 0 | Y | South | FC
SCEN_6_PDRP35 | SCEN_6_PDRP35 | Big Creek-Ventura | 0 | 0 | 0 | 0 | 0 | 0 | 0.5 | 0.5 | 0.89 | 0 | 0 | 0 | Y | South | FC
SCEN_6_PDRP36 | SCEN_6_PDRP36 | Big Creek-Ventura | 0 | 0 | 0 | 0 | 0 | 0 | 0.3 | 0.3 | 0.3 | 0 | 0 | 0 | Y | South | FC
SCEN_6_PDRP37 | SCEN_6_PDRP37 | Big Creek-Ventura | 0 | 0 | 0 | 0 | 0 | 0 | 0.31 | 0.31 | 0.31 | 0 | 0 | 0 | Y | South | FC
SCEN_6_PDRP38 | SCEN_6_PDRP38 | Big Creek-Ventura | 0 | 0 | 0 | 0 | 0 | 0.4 | 0.6 | 0.65 | 0.4 | 0.21 | 0.14 | 0 | Y | South | FC
SCEN_6_PDRP39 | SCEN_6_PDRP39 | Big Creek-Ventura | 0 | 0 | 0 | 0 | 0 | 0.4 | 0.6 | 0.6 | 0.4 | 0.21 | 0.11 | 0 | Y | South | FC
SCEN_6_PDRP40 | SCEN_6_PDRP40 | Big Creek-Ventura | 0 | 0 | 0 | 0 | 0 | 0 | 0.4 | 0.4 | 0.4 | 0 | 0 | 0 | Y | South | FC
SCEN_6_PDRP41 | SCEN_6_PDRP41 | Big Creek-Ventura | 0 | 0 | 0 | 0 | 0.5 | 0 | 0 | 0 | 0.26 | 0 | 0 | 0 | Y | South | FC
SCEN_6_PDRP42 | SCEN_6_PDRP42 | Big Creek-Ventura | 0 | 0 | 0 | 0 | 0.5 | 0 | 0 | 0 | 0.25 | 0 | 0 | 0 | Y | South | FC
SCEN_6_PDRP43 | SCEN_6_PDRP43 | Big Creek-Ventura | 0 | 0 | 0 | 0 | 0.5 | 0 | 0 | 0 | 0 | 0 | 0 | 0 | Y | South | FC
SCEN_6_PDRP44 | SCEN_6_PDRP44 | Big Creek-Ventura | 0 | 0 | 0 | 0 | 0.5 | 0 | 0 | 0 | 0 | 0 | 0 | 0 | Y | South | FC
SCEN_6_PDRP45 | SCEN_6_PDRP45 | Big Creek-Ventura | 0 | 0 | 0 | 0 | 0.24 | 0 | 0 | 0 | 0 | 0 | 0 | 0 | Y | South | FC
SCEN_6_PDRP58 | SCEN_6_PDRP58 | Big Creek-Ventura | 0.51 | 0.54 | 0.54 | 0.5 | 0.2 | 0.82 | 0.9 | 0.99 | 0 | 0 | 0 | 0 | Y | South | FC
SCEN_6_PDRP60 | SCEN_6_PDRP60 | Big Creek-Ventura | 0.54 | 0.27 | 0.27 | 0.2 | 0.21 | 0.99 | 0.9 | 0.99 | 0 | 0 | 0 | 0 | Y | South | FC
SCEN_6_PDRP76 | SCEN_6_PDRP76 | Big Creek-Ventura | 0 | 0.72 | 0.99 | 0.59 | 0.54 | 0.89 | 0.9 | 0.99 | 0 | 0 | 0 | 0 | Y | South | FC
SCEN_6_PDRP79 | VLTS_PDR_SCEN_01 | Big Creek-Ventura | 1.5 | 1.5 | 1.5 | 1.5 | 1.5 | 3 | 5.5 | 4.75 | 0 | 0 | 0 | 0 | Y | South | FC
SCEN_6_PDRP80 | SCEN_6_PDRP80 | Big Creek-Ventura |  |  |  | 0.79 | 0.39 | 0 | 0.74 | 0.99 | 0 | 0 | 0 | 0 | Y | South | FC
SCEN_6_PDRP81 | SCEN_6_PDRP81 | Big Creek-Ventura |  |  |  |  | 0.2 | 0 | 0 | 0 | 0 | 0 | 0 | 0 | Y | South | FC
SCEN_6_PDRP84 | SCEN_6_PDRP84 | Big Creek-Ventura | 0.96 | 0.99 | 0.99 | 0.95 | 0.95 | 0.94 | 0.4 | 0.65 | 0 | 0 | 0 | 0 | Y | South | FC
SCEN_6_PDRP85 | SCEN_6_PDRP85 | Big Creek-Ventura | 0.96 | 0.99 | 0.99 | 0.95 | 0.95 | 0.94 | 0 | 0.34 | 0 | 0 | 0 | 0 | Y | South | FC
SCEN_6_PDRP86 | SCEN_6_PDRP86 | Big Creek-Ventura | 0.96 | 0.99 | 0.99 | 0.95 | 0.95 | 0.94 | 0 | 0 | 0 | 0 | 0 | 0 | Y | South | FC
SCEN_6_PDRP87 | SCEN_6_PDRP87 | Big Creek-Ventura | 0.58 | 0.61 | 0.62 | 0.58 | 0.58 | 0.57 | 0 | 0 | 0 | 0 | 0 | 0 | Y | South | FC
SCEN_6_PDRP88 | SCEN_6_PDRP88 | Big Creek-Ventura | 0.49 | 0.5 | 0.5 | 0.48 | 0.48 | 0.47 | 0 | 0 | 0 | 0 | 0 | 0 | Y | South | FC
SCEN_6_PDRP89 | SCEN_6_PDRP89 | Big Creek-Ventura | 0.66 | 0.65 | 0.67 | 0.65 | 0.65 | 0.63 | 0 | 0 | 0 | 0 | 0 | 0 | Y | South | FC
SCEN_6_PDRP90 | PDR-F SCEN | Big Creek-Ventura |  |  |  |  | 0.86 | 0.96 | 1.12 | 1.11 | 0 | 0 | 0 | 0 | Y | South | FC
SCEW_2_PDRP100 | SCEW_2_PDRP100 | LA Basin | 0 | 0 | 0 | 0.15 | 0.18 | 0.45 | 0.35 | 0.42 | 0.42 | 0 | 0 | 0 | Y | South | FC
SCEW_2_PDRP101 | SCEW_2_PDRP101 | LA Basin | 0.1 | 0.1 | 0.15 | 0.18 | 0.2 | 0.34 | 0.5 | 0.5 | 0.5 | 0.4 | 0.22 | 0.17 | Y | South | FC
SCEW_2_PDRP102 | SCEW_2_PDRP102 | LA Basin | 0.25 | 0.25 | 0.21 | 0.35 | 0.4 | 0.35 | 0.55 | 0.58 | 0.36 | 0.24 | 0.15 | 0.15 | Y | South | FC
SCEW_2_PDRP103 | SCEW_2_PDRP103 | LA Basin | 0.23 | 0.2 | 0.21 | 0.35 | 0.4 | 0.35 | 0.55 | 0.58 | 0.38 | 0.24 | 0.15 | 0.15 | Y | South | FC
SCEW_2_PDRP104 | SCEW_2_PDRP104 | LA Basin | 0.23 | 0.15 | 0.21 | 0.35 | 0.4 | 0.35 | 0.55 | 0.58 | 0.38 | 0.24 | 0.15 | 0.15 | Y | South | FC
SCEW_2_PDRP105 | SCEW_2_PDRP105 | LA Basin | 0.15 | 0.15 | 0.21 | 0.35 | 0.4 | 0.35 | 0.53 | 0.58 | 0.38 | 0.24 | 0.15 | 0.15 | Y | South | FC
SCEW_2_PDRP106 | SCEW_2_PDRP106 | LA Basin | 3.14 | 2.69 | 1.26 | 3.4 | 3.35 | 3.5 | 4.5 | 6 | 0 | 0 | 0 | 0 | Y | South | FC
SCEW_2_PDRP107 | SCEW_2_PDRP107 | LA Basin | 0.39 | 0.81 | 0.97 | 0.38 | 0.99 | 0.96 | 0.99 | 0.99 | 0 | 0 | 0 | 0 | Y | South | FC
SCEW_2_PDRP108 | SCEW_2_PDRP108 | LA Basin | 0.79 | 0.38 | 0.59 | 0.99 | 0.91 | 0.97 | 0.99 | 0.99 | 0 | 0 | 0 | 0 | Y | South | FC
SCEW_2_PDRP109 | SCEW_2_PDRP109 | LA Basin | 0.91 | 0.86 | 0.97 | 0.99 | 0.95 | 0.96 | 0.95 | 0.99 | 0 | 0 | 0 | 0 | Y | South | FC
SCEW_2_PDRP110 | SCEW_2_PDRP110 | LA Basin | 0.32 | 0.4 | 0.54 | 0.7 | 0.71 | 0.94 | 0 | 0 | 0 | 0 | 0 | 0 | Y | South | FC
SCEW_2_PDRP111 | SCEW_2_PDRP111 | LA Basin | 0 | 0.97 | 0.54 | 0.6 | 0.65 | 0.95 | 0 | 0 | 0 | 0 | 0 | 0 | Y | South | FC
SCEW_2_PDRP112 | SCEW_2_PDRP112 | LA Basin | 0.48 | 0.97 | 0.54 | 0 | 0.5 | 0.94 | 0 | 0 | 0 | 0 | 0 | 0 | Y | South | FC
SCEW_2_PDRP117 | SCEW_2_PDRP117 | LA Basin | 0 | 0.86 | 0.54 | 0 | 0.47 | 0.93 | 0 | 0 | 0 | 0 | 0 | 0 | Y | South | FC
SCEW_2_PDRP120 | SCEW_2_PDRP120 | LA Basin | 0.97 | 0.98 | 0.98 | 0.99 | 0.98 | 0.96 | 0 | 0 | 0 | 0 | 0 | 0 | Y | South | FC
SCEW_2_PDRP121 | SCEW_2_PDRP121 | LA Basin | 0.97 | 0.98 | 0.98 | 0.99 | 0.98 | 0.96 | 0 | 0 | 0 | 0 | 0 | 0 | Y | South | FC
SCEW_2_PDRP123 | SCEW_2_PDRP123 | LA Basin | 1.99 | 1.64 | 2.63 | 3.49 | 0.94 | 0.2 | 7 | 3.37 | 0 | 0 | 0 | 0 | Y | South | FC
SCEW_2_PDRP124 | SCEW_2_PDRP124 | LA Basin |  |  | 0.54 | 0 | 0 | 0.99 | 0 | 0 | 0 | 0 | 0 | 0 | Y | South | FC
SCEW_2_PDRP130 | SCEW_2_PDRP130 | LA Basin |  |  | 0.54 | 0 | 0 | 0.94 | 0 | 0 | 0 | 0 | 0 | 0 | Y | South | FC
SCEW_2_PDRP131 | SCEW_2_PDRP131 | LA Basin | 0.55 | 0 | 0.54 | 0 | 0 | 0.94 | 0 | 0 | 0 | 0 | 0 | 0 | Y | South | FC
SCEW_2_PDRP133 | SCEW_2_PDRP133 | LA Basin |  |  | 0.38 | 0 | 0 | 0 | 0 | 0 | 0 | 0 | 0 | 0 | Y | South | FC
SCEW_2_PDRP168 | VLTS_PDR_SCEW_01 | LA Basin | 3 | 3 | 3 | 3 | 3 | 6.1 | 1.4 | 1.4 | 0 | 0 | 0 | 0 | Y | South | FC
SCEW_2_PDRP170 | PDR-F SCEW | LA Basin |  |  |  |  | 1.47 | 1.63 | 1.62 | 1.65 | 0 | 0 | 0 | 0 | Y | South | FC
SCEW_2_PDRP171 | SCEW_2_PDRP171 | LA Basin | AUG: 0.6; SEP: 0; OCT: 0; NOV: 0; DEC: 0 | Y | South | FC
SCEW_2_PDRP172 | SCEW_2_PDRP172 | LA Basin | 0.49 | 0.5 | 0.5 | 0.5 | 0.49 | 0.48 | 0 | 0.9 | 0 | 0 | 0 | 0 | Y | South | FC
SCEW_2_PDRP173 | SCEW_2_PDRP173 | LA Basin | 0.49 | 0.5 | 0.5 | 0.5 | 0.54 | 0.48 | 0.8 | 0.8 | 0 | 0 | 0 | 0 | Y | South | FC
SCEW_2_PDRP174 | SCEW_2_PDRP174 | LA Basin | 0.58 | 0.59 | 0.59 | 0.59 | 0.54 | 0.57 | 0.15 | 0.44 | 0 | 0 | 0 | 0 | Y | South | FC
SCEW_2_PDRP175 | SCEW_2_PDRP175 | LA Basin | 0.4 | 0.41 | 0.41 | 0.41 | 0.45 | 0.41 | 0 | 0.49 | 0 | 0 | 0 | 0 | Y | South | FC
SCEW_2_PDRP177 | VLTS_PDR_SCEW_02 | LA Basin | JUL: 8.5; AUG: 9; SEP: 0; OCT: 0; NOV: 0; DEC: 0 | Y | South | FC
SCEW_2_PDRP19 | SCEW_2_PDRP19 | LA Basin | 0.15 | 0.15 | 0.21 | 0.35 | 0.4 | 0.35 | 0.53 | 0.58 | 0.38 | 0.24 | 0.15 | 0.14 | Y | South | FC
SCEW_2_PDRP20 | SCEW_2_PDRP20 | LA Basin | 0 | 0 | 0 | 0 | 0.14 | 0 | 0 | 0 | 0.52 | 0 | 0 | 0 | Y | South | FC
SCEW_2_PDRP37 | SCEW_2_PDRP37 | LA Basin | 0 | 0 | 0 | 0 | 0 | 0 | 0 | 0 | 0.52 | 0 | 0 | 0 | Y | South | FC
SCEW_2_PDRP38 | SCEW_2_PDRP38 | LA Basin | 0 | 0 | 0 | 0 | 0 | 0 | 0 | 0 | 0.51 | 0 | 0 | 0 | Y | South | FC
SCEW_2_PDRP39 | SCEW_2_PDRP39 | LA Basin | 0 | 0 | 0 | 0 | 0 | 0 | 0 | 0 | 0.44 | 0 | 0 | 0 | Y | South | FC
SCEW_2_PDRP40 | SCEW_2_PDRP40 | LA Basin | 0 | 0 | 0 | 0 | 0 | 0.35 | 0.53 | 0.58 | 0.38 | 0.24 | 0.15 | 0.19 | Y | South | FC
SCEW_2_PDRP41 | SCEW_2_PDRP41 | LA Basin | 0 | 0 | 0 | 0 | 0 | 0.35 | 0.53 | 0.58 | 0.38 | 0.24 | 0.15 | 0 | Y | South | FC
SCEW_2_PDRP42 | SCEW_2_PDRP42 | LA Basin | 0 | 0 | 0 | 0 | 0 | 0.35 | 0.53 | 0.58 | 0.38 | 0.24 | 0.15 | 0 | Y | South | FC
SCEW_2_PDRP43 | SCEW_2_PDRP43 | LA Basin | 0 | 0 | 0 | 0 | 0 | 0.35 | 0.53 | 0.58 | 0.38 | 0.24 | 0.15 | 0 | Y | South | FC
SCEW_2_PDRP44 | SCEW_2_PDRP44 | LA Basin | 0 | 0 | 0 | 0 | 0 | 0.35 | 0.53 | 0.58 | 0.38 | 0.24 | 0.16 | 0 | Y | South | FC
SCEW_2_PDRP45 | SCEW_2_PDRP45 | LA Basin | 0 | 0 | 0 | 0 | 0 | 0.35 | 0.53 | 0.58 | 0.38 | 0.24 | 0 | 0 | Y | South | FC
SCEW_2_PDRP46 | SCEW_2_PDRP46 | LA Basin | AUG: 0; SEP: 0; OCT: 0; NOV: 0.55; DEC: 0.41 | Y | South | FC
SCEW_2_PDRP48 | SCEW_2_PDRP48 | LA Basin | 0.15 | 0.2 | 0.25 | 0.26 | 0.4 | 0.35 | 0.53 | 0.58 | 0.38 | 0.24 | 0 | 0 | Y | South | FC
SCHD_1_PDRP06 | SCHD_1_PDRP06 | CAISO System | 0.15 | 0.17 | 0.19 | 0.17 | 0.22 | 0.3 | 0.5 | 0.5 | 0.5 | 0.4 | 0.36 | 0.19 | Y | South | FC
SCHD_1_PDRP08 | SCHD_1_PDRP08 | CAISO System | 0 | 0 | 0 | 0 | 0.4 | 0 | 0 | 0 | 0 | 0 | 0 | 0 | Y | South | FC
SCHD_1_PDRP09 | SCHD_1_PDRP09 | CAISO System | 0 | 0 | 0 | 0 | 0.31 | 0 | 0 | 0 | 0 | 0 | 0 | 0 | Y | South | FC
SCHD_1_PDRP23 | SCHD_1_PDRP23 | CAISO System | 0.17 | 0.19 | 0.2 | 0.15 | 0.19 | 0.24 | 0.4 | 0.38 | 0.33 | 0.2 | 0.13 | 0.14 | Y | South | FC
SCHD_1_PDRP24 | SCHD_1_PDRP24 | CAISO System | 0 | 0 | 0 | 0.15 | 0.2 | 0.25 | 0.4 | 0.38 | 0.35 | 0.2 | 0.12 | 0.14 | Y | South | FC
SCHD_1_PDRP41 | SCHD_1_PDRP41 | CAISO System | 0.59 | 0.54 | 0.54 | 0.99 | 0.99 | 0.99 | 0.3 | 0.7 | 0 | 0 | 0 | 0 | Y | South | FC
SCHD_1_PDRP48 | SCHD_1_PDRP48 | CAISO System | 0.53 | 0.52 | 0.34 | 0.58 | 0.83 | 0.5 | 0.99 | 0.99 | 0 | 0 | 0 | 0 | Y | South | FC
SCHD_1_PDRP53 | VLTS_PDR_SCHD_01 | CAISO System | 4.75 | 4.75 | 4.75 | 4.75 | 4.75 | 4.75 | 4.75 | 4.75 | 0 | 0 | 0 | 0 | Y | South | FC
SCHD_1_PDRP60 | PDR-F SCHD | CAISO System |  |  |  |  | 0.34 | 0.38 | 0.37 | 0.37 | 0 | 0 | 0 | 0 | Y | South | FC
SCHD_1_PDRP61 | SCHD_1_PDRP61 | CAISO System |  |  | 0.36 | 1.14 | 0.93 | 0.89 | 0.95 | 5.5 | 0 | 0 | 0 | 0 | Y | South | FC
SCHD_1_PDRP62 | SCHD_1_PDRP62 | CAISO System | 0.99 | 0.99 | 1 | 0 | 0 | 0 | 0 | 0 | 0 | 0 | 0 | 0 | Y | South | FC
SCHD_1_PDRP63 | SCHD_1_PDRP63 | CAISO System | 1.43 | 1.43 | 1.45 | 0 | 0 | 0 | 0 | 0 | 0 | 0 | 0 | 0 | Y | South | FC
SCHLTE_1_PL1X3 | Tracy Combined Cycle Power Plant | Stockton | 324.88 | 323.66 | 322.37 | 320.32 | 317.26 | 310.75 | 308.15 | 309.07 | 312.69 | 318.74 | 323.69 | 324.67 | Y | North | FC
SCHNDR_1_FIVPTS | Five Points Solar Station | Fresno | 0.6 | 0.45 | 2.7 | 2.25 | 2.4 | 4.65 | 5.85 | 4.05 | 2.1 | 0.3 | 0.3 | 0 | N | North | FC
SCHNDR_1_OS2BM2 | Open Sky Digester Genset 2 | Fresno | 0 | 0 | 0 | 0 | 0 | 0 | 0 | 0 | 0 | 0 | 0 | 0 | N | North | EO
SCHNDR_1_WSTSDE | Westside Solar Station | Fresno | 0.6 | 0.45 | 2.7 | 2.25 | 2.4 | 4.65 | 5.85 | 4.05 | 2.1 | 0.3 | 0.3 | 0 | N | North | FC
SCNW_6_PDRP07 | SCNW_6_PDRP07 | Big Creek-Ventura | 0.1 | 0.1 | 0.1 | 0.1 | 0.1 | 0.1 | 0.42 | 0.4 | 0.4 | 0.34 | 0.22 | 0.16 | Y | South | FC
SCNW_6_PDRP08 | SCNW_6_PDRP08 | Big Creek-Ventura | 0.1 | 0.1 | 0.1 | 0.1 | 0.1 | 0.1 | 0.1 | 0.1 | 0.1 | 0.1 | 0.1 | 0.1 | Y | South | FC
SCNW_6_PDRP11 | SCNW_6_PDRP11 | Big Creek-Ventura | 0.1 | 0.1 | 0.1 | 0.12 | 0.11 | 0.3 | 0.39 | 0.38 | 0.12 | 0.24 | 0.14 | 0.12 | Y | South | FC
SCNW_6_PDRP12 | SCNW_6_PDRP12 | Big Creek-Ventura | 0 | 0 | 0 | 0.13 | 0.11 | 0.3 | 0.32 | 0.31 | 0.11 | 0.24 | 0.15 | 0.13 | Y | South | FC
SCNW_6_PDRP40 | SCNW_6_PDRP40 | Big Creek-Ventura | 0.96 | 0.99 | 0.99 | 0.94 | 0.94 | 0.94 | 0.15 | 0.3 | 0 | 0 | 0 | 0 | Y | South | FC
SCNW_6_PDRP41 | SCNW_6_PDRP41 | Big Creek-Ventura | 0 | 0.86 | 0.32 | 1.92 | 1.3 | 1.6 | 1.5 | 0.99 | 0 | 0 | 0 | 0 | Y | South | FC
SCNW_6_PDRP42 | SCNW_6_PDRP42 | Big Creek-Ventura | 0.98 | 0.99 | 0.99 | 0.97 | 0.97 | 0.95 | 0 | 0.2 | 0 | 0 | 0 | 0 | Y | South | FC
SCNW_6_PDRP50 | SCNW_6_PDRP50 | Big Creek-Ventura | 0.68 | 0.32 | 0.86 | 0.39 | 0.81 | 0.88 | 0.99 | 0.99 | 0 | 0 | 0 | 0 | Y | South | FC
SCNW_6_PDRP51 | SCNW_6_PDRP51 | Big Creek-Ventura | 0.86 | 0.75 | 0.75 | 0.4 | 0 | 0.8 | 0.52 | 0 | 0 | 0 | 0 | 0 | Y | South | FC
SCNW_6_PDRP52 | SCNW_6_PDRP52 | Big Creek-Ventura | 0.86 | 0.42 | 0.64 | 0 | 0 | 0 | 0 | 0 | 0 | 0 | 0 | 0 | Y | South | FC
SCNW_6_PDRP59 | VLTS_PDR_SCNW_1 | Big Creek-Ventura | 1.5 | 1.5 | 1.5 | 1.5 | 0.5 | 1.5 | 1.5 | 1.5 | 0 | 0 | 0 | 0 | Y | South | FC
SCNW_6_PDRP70 | PDR-F SCNW | Big Creek-Ventura |  |  |  |  | 1.2 | 1.38 | 1.46 | 1.46 | 0 | 0 | 0 | 0 | Y | South | FC
SDG1_1_PDRP04 | SDG1_1_PDRP04 | San Diego-IV | 0.11 | 0.11 | 0.11 | 0.1 | 0.1 | 0.21 | 0.25 | 0.2 | 0.25 | 0.2 | 0.15 | 0.14 | Y | South | FC
SDG1_1_PDRP05 | SDG1_1_PDRP05 | San Diego-IV | 0.11 | 0.11 | 0.13 | 0.11 | 0.1 | 0.21 | 0.25 | 0.2 | 0.25 | 0.2 | 0.15 | 0.16 | Y | South | FC
SDG1_1_PDRP06 | SDG1_1_PDRP06 | San Diego-IV | 0.11 | 0.11 | 0.11 | 0.1 | 0.1 | 0.21 | 0.25 | 0.2 | 0.25 | 0.2 | 0.15 | 0.14 | Y | South | FC
SDG1_1_PDRP07 | SDG1_1_PDRP07 | San Diego-IV | 0.11 | 0.11 | 0.13 | 0.11 | 0.1 | 0.21 | 0.25 | 0.2 | 0.25 | 0.2 | 0.15 | 0.16 | Y | South | FC
SDG1_1_PDRP08 | SDG1_1_PDRP08 | San Diego-IV | 0.11 | 0.11 | 0.13 | 0.11 | 0.1 | 0.21 | 0.25 | 0.2 | 0.25 | 0.2 | 0.15 | 0.16 | Y | South | FC
SDG1_1_PDRP09 | SDG1_1_PDRP09 | San Diego-IV | 0.41 | 0.41 | 0.41 | 0.51 | 0.71 | 0.91 | 1.01 | 1.01 | 1.01 | 0.91 | 0.51 | 0.31 | Y | South | FC
SDG1_1_PDRP100 | SDG1_1_PDRP100 | San Diego-IV | 0.88 | 0.32 | 0 | 0.86 | 0.9 | 0.62 | 0.99 | 0.99 | 0 | 0 | 0 | 0 | Y | South | FC
SDG1_1_PDRP101 | SDG1_1_PDRP101 | San Diego-IV | 0.89 | 0.89 | 0.89 | 0.22 | 0.95 | 0.95 | 0.99 | 0.99 | 0 | 0 | 0 | 0 | Y | South | FC
SDG1_1_PDRP102 | SDG1_1_PDRP102 | San Diego-IV | 0.87 | 0.88 | 0.88 | 0.89 | 0.76 | 0.99 | 0.94 | 0.99 | 0 | 0 | 0 | 0 | Y | South | FC
SDG1_1_PDRP103 | SDG1_1_PDRP103 | San Diego-IV | 0.73 | 0.91 | 0.96 | 0.99 | 0.95 | 0.74 | 0.92 | 0.99 | 0 | 0 | 0 | 0 | Y | South | FC
SDG1_1_PDRP105 | SDG1_1_PDRP105 | San Diego-IV | 0.88 | 0.63 | 0.98 | 0.86 | 0.76 | 0.71 | 0.66 | 0.99 | 0 | 0 | 0 | 0 | Y | South | FC
SDG1_1_PDRP106 | SDG1_1_PDRP106 | San Diego-IV | 0.99 | 0.99 | 0.99 | 0.99 | 0.99 | 0.99 | 0 | 0 | 0 | 0 | 0 | 0 | Y | South | FC
SDG1_1_PDRP110 | PDR-E SDG1 1 | San Diego-IV | 3.76 | 3.76 | 3.76 | 3.76 | 3.76 | 3.76 | 3.76 | 3.76 | 3.76 | 3.76 | 3.76 | 3.76 | Y | South | FC
SDG1_1_PDRP14 | SDG1_1_PDRP14 | San Diego-IV | 0.11 | 0.11 | 0.11 | 0.1 | 0.1 | 0.21 | 0.25 | 0.2 | 0.25 | 0.2 | 0.15 | 0.14 | Y | South | FC
SDG1_1_PDRP15 | SDG1_1_PDRP15 | San Diego-IV | 0.11 | 0.11 | 0.13 | 0.11 | 0.1 | 0.21 | 0.25 | 0.22 | 0.25 | 0.2 | 0.15 | 0.16 | Y | South | FC
SDG1_1_PDRP25 | SDG1_1_PDRP25 | San Diego-IV | 0.11 | 0.11 | 0.11 | 0.1 | 0.1 | 0.21 | 0.25 | 0.2 | 0.25 | 0.2 | 0.15 | 0.14 | Y | South | FC
SDG1_1_PDRP26 | SDG1_1_PDRP26 | San Diego-IV | 0.11 | 0.11 | 0.12 | 0.11 | 0.1 | 0.21 | 0.25 | 0.3 | 0.25 | 0.29 | 0.15 | 0.16 | Y | South | FC
SDG1_1_PDRP27 | SDG1_1_PDRP27 | San Diego-IV | 0.11 | 0.11 | 0.11 | 0.1 | 0.1 | 0.21 | 0.25 | 0.23 | 0.25 | 0.2 | 0.15 | 0.16 | Y | South | FC
SDG1_1_PDRP28 | SDG1_1_PDRP28 | San Diego-IV | 0.11 | 0.11 | 0.11 | 0.11 | 0.1 | 0.21 | 0.25 | 0.3 | 0.25 | 0.29 | 0.15 | 0.16 | Y | South | FC
SDG1_1_PDRP30 | SDG1_1_PDRP30 | San Diego-IV | 0.11 | 0.11 | 0.11 | 0.1 | 0.1 | 0.21 | 0.25 | 0.3 | 0.25 | 0.25 | 0.15 | 0.16 | Y | South | FC
SDG1_1_PDRP31 | SDG1_1_PDRP31 | San Diego-IV | 0.11 | 0.11 | 0.11 | 0.11 | 0.1 | 0.21 | 0.26 | 0.3 | 0.26 | 0.29 | 0.2 | 0.16 | Y | South | FC
SDG1_1_PDRP32 | SDG1_1_PDRP32 | San Diego-IV | 0.41 | 0.41 | 0.41 | 0.51 | 0.71 | 0.91 | 1.01 | 1.01 | 1.01 | 0.91 | 0.51 | 0.31 | Y | South | FC
SDG1_1_PDRP33 | SDG1_1_PDRP33 | San Diego-IV | 0.12 | 0.12 | 0.13 | 0.1 | 0.1 | 0.21 | 0.25 | 0.3 | 0.25 | 0.29 | 0.15 | 0.16 | Y | South | FC
SDG1_1_PDRP34 | SDG1_1_PDRP34 | San Diego-IV | 0.2 | 0.2 | 0.11 | 0.11 | 0.1 | 0.21 | 0.3 | 0.3 | 0.3 | 0.29 | 0.2 | 0.18 | Y | South | FC
SDG1_1_PDRP37 | SDG1_1_PDRP37 | San Diego-IV | 0.12 | 0.12 | 0.11 | 0.1 | 0.1 | 0.21 | 0.25 | 0.3 | 0.25 | 0.29 | 0.15 | 0.16 | Y | South | FC
SDG1_1_PDRP41 | SDG1_1_PDRP41 | San Diego-IV | 0 | 0 | 0 | 0.1 | 0.1 | 0.15 | 0.28 | 0.25 | 0.25 | 0 | 0 | 0 | Y | South | FC
SDG1_1_PDRP42 | SDG1_1_PDRP42 | San Diego-IV | 0.41 | 0.41 | 0.41 | 0.51 | 0.71 | 0.91 | 1.01 | 1.01 | 1.01 | 0.91 | 0.51 | 0.31 | Y | South | FC
SDG1_1_PDRP43 | SDG1_1_PDRP43 | San Diego-IV | 0 | 0 | 0 | 0.11 | 0.11 | 0.15 | 0.3 | 0.3 | 0.3 | 0 | 0 | 0 | Y | South | FC
SDG1_1_PDRP44 | SDG1_1_PDRP44 | San Diego-IV | 0 | 0 | 0 | 0.1 | 0.1 | 0.1 | 0.25 | 0.25 | 0.25 | 0 | 0 | 0 | Y | South | FC
SDG1_1_PDRP45 | SDG1_1_PDRP45 | San Diego-IV | 0 | 0 | 0 | 0.11 | 0.13 | 0.15 | 0.3 | 0.32 | 0.3 | 0 | 0 | 0 | Y | South | FC
SDG1_1_PDRP46 | SDG1_1_PDRP46 | San Diego-IV | 0 | 0 | 0 | 0.1 | 0.1 | 0.1 | 0.25 | 0.3 | 0.25 | 0 | 0 | 0 | Y | South | FC
SDG1_1_PDRP47 | SDG1_1_PDRP47 | San Diego-IV | 0 | 0 | 0 | 0.1 | 0.13 | 0.15 | 0.3 | 0.32 | 0.3 | 0 | 0 | 0 | Y | South | FC
SDG1_1_PDRP48 | SDG1_1_PDRP48 | San Diego-IV | 0 | 0 | 0 | 0.1 | 0.1 | 0.1 | 0.25 | 0.3 | 0.28 | 0 | 0 | 0 | Y | South | FC
SDG1_1_PDRP49 | SDG1_1_PDRP49 | San Diego-IV | 0 | 0 | 0 | 0.1 | 0.13 | 0.15 | 0.3 | 0.3 | 0.3 | 0 | 0 | 0 | Y | South | FC
SDG1_1_PDRP50 | SDG1_1_PDRP50 | San Diego-IV | 0.39 | 0.39 | 0.39 | 0.5 | 0.71 | 0.92 | 1.02 | 1.02 | 1.02 | 0.92 | 0.5 | 0.29 | Y | South | FC
SDG1_1_PDRP84 | SDG1_1_PDRP84 | San Diego-IV | 0.84 | 0.98 | 0.62 | 0.97 | 0.67 | 0.5 | 0.95 | 0.99 | 0 | 0 | 0 | 0 | Y | South | FC
SDG1_1_PDRP85 | SDG1_1_PDRP85 | San Diego-IV | 3.95 | 4.08 | 5.03 | 3.5 | 3.5 | 4.09 | 3.5 | 3.84 | 0 | 0 | 0 | 0 | Y | South | FC
SDG1_1_PDRP86 | SDG1_1_PDRP86 | San Diego-IV | 2.1 | 2.97 | 2.93 | 4.11 | 3.27 | 3.45 | 1.45 | 3.22 | 0 | 0 | 0 | 0 | Y | South | FC
SDG1_1_PDRP88 | SDG1_1_PDRP88 | San Diego-IV | 0.86 | 0.34 | 0.11 | 0 | 0.64 | 0.95 | 0.86 | 0 | 0 | 0 | 0 | 0 | Y | South | FC
SDG1_1_PDRP89 | SDG1_1_PDRP89 | San Diego-IV | 0.99 | 0.99 | 0.99 | 0 | 0 | 0 | 0 | 0 | 0 | 0 | 0 | 0 | Y | South | FC
SDG1_1_PDRP91 | SDG1_1_PDRP91 | San Diego-IV | 0.99 | 0.99 | 0.99 | 0.99 | 0.99 | 0.99 | 0.76 | 0 | 0 | 0 | 0 | 0 | Y | South | FC
SDG1_1_PDRP97 | SDG1_1_PDRP97 | San Diego-IV | 0.99 | 0.99 | 0.99 | 0.99 | 0.99 | 0.99 | 0.98 | 0 | 0 | 0 | 0 | 0 | Y | South | FC
SDG1_1_PDRP98 | SDG1_1_PDRP98 | San Diego-IV | 0.99 | 0.99 | 0.99 | 0.99 | 0.99 | 0.99 | 0 | 0 | 0 | 0 | 0 | 0 | Y | South | FC
SDG1_1_PDRP99 | SDG1_1_PDRP99 | San Diego-IV | 0.99 | 0.99 | 0.99 | 0 | 0 | 0 | 0 | 0 | 0 | 0 | 0 | 0 | Y | South | FC
SEARLS_7_ARGUS | Argus Cogeneration | CAISO System | 4.22 | 4.18 | 3.87 | 2.83 | 1.85 | 3.15 | 2.39 | 2.45 | 2.56 | 2.5 | 3.21 | 3.94 | N | South | FC
SEGS_1_SR2SL2 | Sunray 2 | CAISO System | 0.8 | 0.6 | 3.6 | 3 | 3.2 | 6.2 | 7.8 | 5.4 | 2.8 | 0.4 | 0.4 | 0 | N | South | FC
SENTNL_2_CTG1 | Sentinel Unit 1 | LA Basin | 103.76 | 103.76 | 103.76 | 103.76 | 107.68 | 107.68 | 107.68 | 107.68 | 107.68 | 107.68 | 107.68 | 107.68 | Y | South | FC
SENTNL_2_CTG2 | Sentinel Unit 2 | LA Basin | 95.34 | 95.34 | 95.34 | 95.34 | 102.5 | 102.5 | 102.5 | 102.5 | 102.5 | 102.5 | 102.5 | 102.5 | Y | South | FC
SENTNL_2_CTG3 | Sentinel Unit 3 | LA Basin | 96.85 | 96.85 | 96.85 | 96.85 | 105.69 | 105.69 | 105.69 | 105.69 | 105.69 | 105.69 | 105.69 | 105.69 | Y | South | FC
SENTNL_2_CTG4 | Sentinel Unit 4 | LA Basin | 102.47 | 102.47 | 102.47 | 106.55 | 106.55 | 106.55 | 106.55 | 106.55 | 106.55 | 106.55 | 106.55 | 106.55 | Y | South | FC
SENTNL_2_CTG5 | Sentinel Unit 5 | LA Basin | 103.81 | 103.81 | 103.81 | 103.81 | 107.52 | 107.52 | 107.52 | 107.52 | 107.52 | 107.52 | 107.52 | 107.52 | Y | South | FC
SENTNL_2_CTG6 | Sentinel Unit 6 | LA Basin | 100.99 | 100.99 | 100.99 | 105 | 105 | 105 | 105 | 105 | 105 | 105 | 105 | 105 | Y | South | FC
SENTNL_2_CTG7 | Sentinel Unit 7 | LA Basin | 97.06 | 97.06 | 97.06 | 106.73 | 106.73 | 106.73 | 106.73 | 106.73 | 106.73 | 106.73 | 106.73 | 106.73 | Y | South | FC
SENTNL_2_CTG8 | Sentinel Unit 8 | LA Basin | 101.8 | 101.8 | 101.8 | 106.85 | 106.85 | 106.85 | 106.85 | 106.85 | 106.85 | 106.85 | 106.85 | 106.85 | Y | South | FC
SGREGY_6_SANGER | Algonquin Power Sanger 2 | Fresno | 48.08 | 48.08 | 48.08 | 48.08 | 48.08 | 48.08 | 48.08 | 48.08 | 48.08 | 48.08 | 48.08 | 48.08 | Y | North | FC
SHELRF_1_UNITS | SHELL OIL REFINERY AGGREGATE | Bay Area | 28.27 | 27.21 | 26.44 | 24.79 | 30.34 | 31.04 | 28.44 | 28.98 | 27.9 | 25.12 | 28.72 | 30.48 | N | North | FC
SHUTLE_6_CREST | CREST Contracts | Big Creek-Ventura | 0 | 0 | 0 | 0 | 0 | 0 | 0 | 0 | 0 | 0 | 0 | 0 | N | South | EO
SIERRA_1_UNITS | HIGH SIERRA LIMITED | Kern | 51.64 | 51.7 | 51.06 | 50.74 | 50.31 | 49.58 | 49.46 | 49.57 | 50.13 | 50.53 | 51.24 | 51.76 | Y | North | FC
SISQUC_1_SMARIA | Santa Maria II LFG Power Plant | CAISO System | 1.13 | 0.84 | 0.7 | 0.63 | 0.83 | 0.9 | 1.05 | 1.11 | 1.03 | 1.03 | 0.97 | 0.84 | N | North | FC
SKERN_6_SOLAR1 | South Kern Solar PV Plant | Kern | 0.8 | 0.6 | 3.6 | 3 | 3.2 | 6.2 | 7.8 | 5.4 | 2.8 | 0.4 | 0.4 | 0 | N | North | FC
SKERN_6_SOLAR2 | SKIC Solar | Kern | 0.4 | 0.3 | 1.8 | 1.5 | 1.6 | 3.1 | 3.9 | 2.7 | 1.4 | 0.2 | 0.2 | 0 | N | North | FC
SLRMS3_2_SRMSR1 | SILVER RIDGE MOUNT SIGNAL 3 | San Diego-IV | 10 | 7.5 | 45 | 37.5 | 40 | 77.5 | 97.5 | 67.5 | 35 | 5 | 5 | 0 | N | South | FC
SLST13_2_SOLAR1 | Quinto Solar PV Project | CAISO System | 4.3 | 3.23 | 19.37 | 16.14 | 17.22 | 33.36 | 41.96 | 29.05 | 15.06 | 2.15 | 2.15 | 0 | N | North | FC
SLSTR1_2_SOLAR1 | Solar Star 1 | CAISO System | 12.4 | 9.3 | 55.8 | 46.5 | 49.6 | 96.1 | 120.9 | 83.7 | 43.4 | 6.2 | 6.2 | 0 | N | South | FC
SLSTR2_2_SOLAR2 | Solar Star 2 | CAISO System | 11.04 | 8.28 | 49.68 | 41.4 | 44.16 | 85.56 | 107.64 | 74.52 | 38.64 | 5.52 | 5.52 | 0 | N | South | FC
SLUISP_2_UNITS | SAN LUIS (GIANELLI) PUMP-GEN (AGGREGATE) | CAISO System | 0 | 0 | 0 | 77.92 | 92.98 | 78.87 | 0 | 0 | 0 | 1 | 0 | 0 | N | North | FC
SLYCRK_1_UNIT 1 | SLY CREEK HYDRO | Sierra | 5.6 | 7.2 | 7.2 | 8 | 8.8 | 8.8 | 8 | 8.6 | 6.4 | 6.4 | 5.6 | 6.4 | Y | North | FC
SMPRIP_1_SMPSON | Ripon Cogeneration Unit 1 | CAISO System | 46.05 | 46.05 | 46.05 | 46.05 | 46.05 | 46.05 | 46.05 | 46.05 | 46.05 | 46.05 | 46.05 | 46.05 | Y | North | FC
SMRCOS_6_LNDFIL | San Marcos Energy | San Diego-IV | 1.5 | 1.5 | 1.5 | 1.5 | 1.46 | 1.5 | 1.5 | 1.5 | 1.5 | 1.5 | 1.5 | 1.5 | N | South | FC
SMUDGO_7_UNIT 1 | SONOMA POWER PLANT | NCNB | 47 | 47 | 47 | 47 | 47 | 47 | 47 | 47 | 47 | 47 | 47 | 47 | Y | North | FC
SMYRNA_1_DL1SR1 | Delano Land 1 | CAISO System | 0.04 | 0.03 | 0.18 | 0.15 | 0.16 | 0.31 | 0.39 | 0.27 | 0.14 | 0.02 | 0.02 | 0 | N | North | FC | 100%
SNCLRA_2_HOWLNG | Houwelings Nurseries Oxnard, Inc | Big Creek-Ventura | 5.88 | 4.24 | 6.42 | 7.71 | 8.38 | 6.91 | 5.46 | 5.45 | 9.12 | 10.58 | 8.64 | 5.35 | N | South | FC
SNCLRA_2_SILBT1 | Silverstrand BESS | Big Creek-Ventura | JUN: 11; JUL: 11; AUG: 11; SEP: 11; OCT: 11; NOV: 11; DEC: 11 | Y | South | FC
SNCLRA_2_SPRHYD | Springville Hydroelectric Generator | Big Creek-Ventura | 0.03 | 0.06 | 0.04 | 0.1 | 0.12 | 0.16 | 0.18 | 0.14 | 0.13 | 0.2 | 0.14 | 0.17 | N | South | FC
SNCLRA_2_UNIT | Channel Islands Power | Big Creek-Ventura | 27.5 | 27.5 | 27.5 | 27.5 | 27.5 | 27.5 | 27.5 | 27.5 | 27.5 | 27.5 | 27.5 | 27.5 | Y | South | FC
SNCLRA_2_UNIT1 | New Indy Oxnard | Big Creek-Ventura | 19.38 | 19.41 | 17.69 | 13.13 | 14.56 | 15.79 | 15.39 | 15.67 | 15.53 | 13.83 | 14.22 | 15.16 | N | South | FC
SNCLRA_2_VESBT1 | Ventura Energy Storage | Big Creek-Ventura | JUN: 100; JUL: 100; AUG: 100; SEP: 100; OCT: 100; NOV: 100; DEC: 100 | Y | South | FC
SNCLRA_6_OXGEN | OXGEN | Big Creek-Ventura | 47.7 | 47.7 | 47.7 | 47.7 | 47.7 | 47.7 | 47.7 | 47.7 | 47.7 | 47.7 | 47.7 | 47.7 | Y | South | FC
SNCLRA_6_PROCGN | Procter and Gamble Oxnard 2 | Big Creek-Ventura | 30.45 | 29.25 | 30.01 | 30.41 | 29.23 | 30.45 | 30.51 | 30.37 | 30.31 | 29.71 | 30.43 | 29.96 | N | South | FC
SNCLRA_6_QF | SANTA CLARA QFS | Big Creek-Ventura | 0 | 0 | 0 | 0 | 0 | 0 | 0 | 0 | 0 | 0 | 0 | 0 | N | South | FC
SNDBAR_7_UNIT 1 | SANDBAR | Stockton | 9.9 | 9.13 | 11.61 | 14.87 | 15.13 | 14.88 | 15.34 | 13.64 | 11.53 | 5.05 | 4.62 | 9.43 | N | North | FC
SNMALF_6_UNITS | Sonoma County Landfill | NCNB | 2.75 | 3.25 | 2.85 | 3.34 | 3 | 2.02 | 3.04 | 3.06 | 2.64 | 2.46 | 3.28 | 3.04 | N | North | FC
SOUTH_2_UNIT | SOUTH HYDRO | CAISO System | 3.29 | 3.1 | 3.78 | 2.5 | 2.44 | 0.91 | 1.74 | 1.79 | 2.14 | 2.39 | 2.31 | 2.97 | N | North | FC
SPAULD_6_UNIT 3 | SPAULDING HYDRO PH 3 UNIT | Sierra | 0.97 | 0.79 | 2.07 | 2.34 | 2.98 | 1.36 | 3.89 | 3.48 | 2.89 | 2.6 | 0.74 | 0.42 | N | North | FC
SPAULD_6_UNIT12 | SPAULDING HYDRO PH 1 & 2 AGGREGATE | Sierra | 2.96 | 2.16 | 1.8 | 1.92 | 5.48 | 4.84 | 4.36 | 4.4 | 1.4 | 1.2 | 2 | 2.64 | Y | North | FC
SPBURN_2_UNIT 1 | Burney Biomass | CAISO System | 5.84 | 6.62 | 7.63 | 5.63 | 8.32 | 12.77 | 12.01 | 11.16 | 11.38 | 5.97 | 6.64 | 6.05 | N | North | FC
SPBURN_7_SNOWMT | Burney Creek Hydro | CAISO System | 1.2 | 1.57 | 2.43 | 2.8 | 1.84 | 0.38 | 0 | 0 | 0 | 0 | 0.08 | 0.09 | N | North | FC
SPI LI_2_UNIT 1 | Lincoln Biomass | Sierra | 5.34 | 5.44 | 6.04 | 4.86 | 8.4 | 9.36 | 9.71 | 9.48 | 9.19 | 5.85 | 5.95 | 6.15 | N | North | FC
SPIAND_1_ANDSN2 | SPI Anderson 2 | CAISO System | 14.1 | 14.52 | 15.58 | 12.02 | 17.75 | 18.19 | 17.06 | 18.17 | 18.37 | 14.75 | 9.14 | 14.85 | N | North | FC
SPICER_1_UNITS | SPICER HYDRO UNITS 1-3 AGGREGATE | CAISO System | 6 | 6 | 6 | 6 | 6 | 6 | 6 | 6 | 6 | 6 | 6 | 6 | Y | North | FC
SPIFBD_1_PL1X2 | SIERRA PACIFIC IND. (SONORA) | Stockton | 1.21 | 0.7 | 1.07 | 1.86 | 2.23 | 2.3 | 2.51 | 2.87 | 2.65 | 1.86 | 1.77 | 1.48 | N | North | FC
SPQUIN_6_SRPCQU | Quincy Biomass | CAISO System | 5.92 | 3.4 | 7.82 | 4.98 | 12.94 | 18.21 | 18.44 | 18.16 | 18.09 | 9.65 | 5.64 | 8.05 | N | North | FC
SPRGAP_1_UNIT 1 | SPRING GAP HYDRO | Stockton | 4.87 | 3.9 | 5.18 | 5.09 | 4.62 | 4.83 | 2.77 | 0.09 | 2.66 | 2.68 | 2.68 | 4.09 | N | North | FC
SPRGVL_2_CREST | Springerville Aggregate Solar Resources | Big Creek-Ventura | 0 | 0 | 0 | 0 | 0 | 0 | 0 | 0 | 0 | 0 | 0 | 0 | N | South | EO
SPRGVL_2_QF | SPRINGVILLE QFS | Big Creek-Ventura | 0.1 | 0.18 | 0.18 | 0.18 | 0.18 | 0.18 | 0.18 | 0.18 | 0.18 | 0.14 | 0.04 | 0.01 | N | South | FC
SPRGVL_2_TULE | TULE RIVER HYDRO PLANT (PG&E) | Big Creek-Ventura | 0 | 0 | 0 | 0 | 0 | 0 | 0 | 0 | 0 | 0 | 0 | 0 | N | South | FC
SPRGVL_2_TULESC | TULE RIVER HYDRO PLANT (SCE) | Big Creek-Ventura | 0 | 0 | 0 | 0.26 | 0.68 | 0.6 | 0.6 | 0.44 | 0 | 0 | 0 | 0 | N | South | FC
SRINTL_6_UNIT | SRI INTERNATIONAL | Bay Area | 1.11 | 1.15 | 0.98 | 0.96 | 0.99 | 0.79 | 0.84 | 0.76 | 0.9 | 0.93 | 0.98 | 1.03 | N | North | FC
STANIS_7_UNIT 1 | STANISLAUS HYDRO | Stockton | 57.26 | 52 | 52 | 36 | 51.8 | 55.4 | 60.8 | 62.8 | 59.39 | 23.35 | 0 | 66.7 | Y | North | FC
STANTN_2_STAGT1 | Stanton 1 | LA Basin | 49.65 | 49.65 | 49.65 | 49.65 | 49.65 | 49.65 | 49.65 | 49.65 | 49.65 | 49.65 | 49.65 | 49.65 | Y | South | FC
STANTN_2_STAGT2 | Stanton 2 | LA Basin | 49.65 | 49.65 | 49.65 | 49.65 | 49.65 | 49.65 | 49.65 | 49.65 | 49.65 | 49.65 | 49.65 | 49.65 | Y | South | FC
STAUFF_1_UNIT | RHODIA INC. (RHONE-POULENC) | Bay Area | 0.04 | 0.05 | 0.13 | 0.14 | 0.04 | 0 | 0.06 | 0.04 | 0.03 | 0.11 | 0.09 | 0.14 | N | North | FC
STIGCT_2_LODI | LODI STIG UNIT | Sierra | 49.5 | 49.5 | 49.5 | 49.5 | 49.5 | 49.5 | 49.5 | 49.5 | 49.5 | 49.5 | 49.5 | 49.5 | Y | North | FC
STNRES_1_UNIT | Covanta Stanislaus | Stockton | 12.11 | 18.36 | 18.2 | 18 | 18.1 | 19.1 | 18.5 | 18.01 | 17.7 | 18 | 18.4 | 18 | N | North | FC
STOILS_1_UNITS | Chevron Richmond Refinery | Bay Area | 0.81 | 3.57 | 0.03 | 0 | 0 | 0 | 0.26 | 0 | 0 | 0.17 | 0.01 | 0.02 | N | North | FC
STOREY_2_MDRCH2 | Madera Chowchilla 2 | Fresno | 0.06 | 0.08 | 0.18 | 0.38 | 0.44 | 0.41 | 0.4 | 0.38 | 0.28 | 0.22 | 0.01 | 0 | N | North | FC
STOREY_2_MDRCH3 | Madera Chowchilla 3 | Fresno | 0 | 0 | 0 | 0.11 | 0.23 | 0.3 | 0.31 | 0.22 | 0.11 | 0.13 | 0.01 | 0 | N | North | FC
STOREY_2_MDRCH4 | Madera Chowchilla 4 | Fresno | 0 | 0 | 0.03 | 0.42 | 0.65 | 0.68 | 0.63 | 0.36 | 0.27 | 0.08 | 0 | 0 | N | North | FC
STOREY_7_MDRCHW | Madera Canal Site 980 | Fresno | 0 | 0.22 | 0.61 | 1.11 | 1.08 | 1.17 | 1.3 | 0.61 | 0.42 | 0.34 | 0.05 | 0 | N | North | FC
STROUD_6_SOLAR | Stroud Solar Station | Fresno | 0.8 | 0.6 | 3.6 | 3 | 3.2 | 6.2 | 7.8 | 5.4 | 2.8 | 0.4 | 0.4 | 0 | N | North | FC | 100%
STROUD_6_WWHSR1 | Winter Wheat Solar Farm | Fresno | 0 | 0 | 0 | 0 | 0 | 0 | 0 | 0 | 0 | 0 | 0 | 0 | N | North | EO
SUMWHT_6_SWSSR1 | Summer Wheat Solar Farm | Fresno | 0.74 | 0.56 | 3.33 | 2.78 | 2.96 | 5.74 | 7.22 | 5 | 2.59 | 0.37 | 0.37 | 0 | N | North | FC | 100%
SUNRIS_2_PL1X3 | Sunrise Power Project AGGREGATE II | CAISO System | 586.02 | 586.02 | 586.02 | 586.02 | 586.02 | 586.02 | 586.02 | 586.02 | 586.02 | 586.02 | 586.02 | 586.02 | Y | North | FC
SUNSET_2_UNITS | MIDWAY SUNSET COGENERATION PLANT | CAISO System | 178.4 | 178 | 248 | 245 | 240 | 234 | 229 | 229 | 231 | 243 | 246 | 248 | Y | North | FC
SUNSHN_2_LNDFL | Sunshine Gas Producers | Big Creek-Ventura | 18.03 | 17.61 | 17.6 | 15.67 | 16.58 | 17.3 | 16.72 | 16.46 | 16.84 | 15.18 | 16.64 | 17.67 | N | South | ID | 100% | Waiting for: Desert Area upgrades
SUNSLR_1_SSVSR1 | Sunshine Valley Solar 1 | CAISO System | 4 | 3 | 18 | 15 | 16 | 31 | 39 | 27 | 14 | 2 | 2 | 0 | N | South | ID | 100% | Waiting for ELM upgrades, Jackass Flats - Mercury SW upgrade and multiple RAS implemenation for FCDS.
SUNSPT_2_WNASR1 | Windhub Solar A | CAISO System | 0.8 | 0.6 | 3.6 | 3 | 3.2 | 6.2 | 7.8 | 5.4 | 2.8 | 0.4 | 0.4 | 0 | N | South | FC
SWIFT_1_NAS | YERBA BUENA BATTERY | Bay Area | 3 | 3 | 3 | 3 | 3 | 3 | 3 | 3 | 3 | 3 | 3 | 3 | Y | North | PD | 100%
SYCAMR_2_UNIT 1 | Sycamore Cogeneration Unit 1 | Big Creek-Ventura | 85 | 85.07 | 85.01 | 85 | 81.89 | 80.32 | 79.29 | 76.4 | 78.53 | 80.13 | 82.7 | 82.21 | N | South | FC
SYCAMR_2_UNIT 2 | Sycamore Cogeneration Unit 2 | Big Creek-Ventura | 78 | 78 | 78 | 78 | 78 | 78 | 78 | 78 | 78 | 78 | 78 | 78 | Y | South | FC
SYCAMR_2_UNIT 3 | Sycamore Cogeneration Unit 3 | Big Creek-Ventura | 78 | 78 | 78 | 78 | 78 | 78 | 78 | 78 | 78 | 78 | 78 | 78 | Y | South | FC
SYCAMR_2_UNIT 4 | Sycamore Cogeneration Unit 4 | Big Creek-Ventura | 78 | 78 | 78 | 78 | 78 | 78 | 78 | 78 | 78 | 78 | 78 | 78 | Y | South | FC
TANHIL_6_SOLART | Berry Cogen 18 | CAISO System | 10.93 | 10.31 | 8.35 | 8.37 | 10.27 | 9.39 | 9.35 | 9.92 | 9.79 | 8 | 7.76 | 10.88 | N | North | FC
TBLMTN_6_QF | SMALL QF AGGREGATION - PARADISE | CAISO System | 0.38 | 0.68 | 0.59 | 1.1 | 0.79 | 0.56 | 0.28 | 0.23 | 0.25 | 0.22 | 0.25 | 0.23 | N | North | FC
TEHAPI_2_PW1WD1 | Point Wind 1 | CAISO System |  |  |  |  | 11.87 | 15.67 | 10.92 | 9.97 | 7.12 | 3.8 | 5.7 | 6.17 | N | South | FC
TEHAPI_2_PW2WD2 | Point Wind 2 | CAISO System |  |  |  |  | 3.6 | 4.75 | 3.31 | 3.02 | 2.16 | 1.15 | 1.73 | 1.87 | N | South | FC
TENGEN_2_PL1X2 | Berry Cogen 42 | Big Creek-Ventura | 30.42 | 30.73 | 36.18 | 28.16 | 30.51 | 37.89 | 36.32 | 35.13 | 34.79 | 34.08 | 36.07 | 35.42 | N | South | FC
TERMEX_2_PL1X3 | TDM | San Diego-IV | 605 | 605 | 605 | 605 | 601 | 593 | 591 | 593 | 596 | 605 | 605 | 605 | Y | South | FC
TESLA_1_QF | SMALL QF AGGREGATION - STOCKTON | CAISO System | 0.28 | 0.45 | 0.49 | 0.51 | 0.39 | 0.35 | 0.3 | 0.35 | 0.32 | 0.22 | 0.06 | 0.04 | N | North | FC
TIDWTR_2_UNITS | MARTINEZ COGEN LIMITED PARTNERSHIP | Bay Area | 15 | 12.81 | 6.12 | 9.32 | 9.06 | 25.28 | 22.31 | 13.71 | 9.45 | 21.47 | 20.85 | 18.42 | N | North | FC
TIFFNY_1_DILLON | TIFFNY_1_DILLON | LA Basin | 6.3 | 5.4 | 12.6 | 11.25 | 11.25 | 14.85 | 10.35 | 9.45 | 6.75 | 3.6 | 5.4 | 5.85 | N | South | FC
TIGRCK_7_UNITS | TIGER CREEK HYDRO AGGREGATE | CAISO System | 26.56 | 24 | 24 | 0 | 6.32 | 31.6 | 34.7 | 40.4 | 32.8 | 35.2 | 29.2 | 30.74 | Y | North | FC
TKOPWR_6_HYDRO | Bear Creek Hydroelectric Project | CAISO System | 1.44 | 1.56 | 2.31 | 2.09 | 0.75 | 0.12 | 0 | 0 | 0 | 0 | 0.11 | 0.14 | N | North | FC
TMPLTN_2_SOLAR | Vintner Solar | CAISO System | 0.06 | 0.05 | 0.27 | 0.23 | 0.24 | 0.47 | 0.59 | 0.41 | 0.21 | 0.03 | 0.03 | 0 | N | North | FC
TOADTW_6_UNIT | TOAD TOWN | CAISO System | 0.54 | 0.49 | 0.52 | 0.22 | 0.56 | 0.46 | 0.9 | 0.52 | 0.2 | 0.03 | 0.23 | 0.39 | N | North | FC
TOPAZ_2_SOLAR | Topaz Solar Farms | CAISO System | 22 | 16.5 | 99 | 82.5 | 88 | 170.5 | 214.5 | 148.5 | 77 | 11 | 11 | 0 | N | North | FC
TORTLA_1_SOLAR | Longboat Solar | CAISO System | 0.8 | 0.6 | 3.6 | 3 | 3.2 | 6.2 | 7.8 | 5.4 | 2.8 | 0.4 | 0.4 | 0 | N | South | FC
TRNQL8_2_AMASR1 | Tranquillity 8 Amarillo | Fresno | 0.8 | 0.6 | 3.6 | 3 | 3.2 | 6.2 | 7.8 | 5.4 | 2.8 | 0.4 | 0.4 | 0 | N | North | ID | 100% | C7 Waiting for Bellota-Warnerville 230 kV reconductoring and possibly other
TRNQL8_2_AZUSR1 | Tranquillity 8 Azul | Fresno | 0.8 | 0.6 | 3.6 | 3 | 3.2 | 6.2 | 7.8 | 5.4 | 2.8 | 0.4 | 0.4 | 0 | N | North | ID | 100% | C7 Waiting for Bellota-Warnerville 230 kV reconductoring and possibly other
TRNQL8_2_ROJSR1 | Tranquillity 8 Rojo | Fresno | 4 | 3 | 18 | 15 | 16 | 31 | 39 | 27 | 14 | 2 | 2 | 0 | N | North | ID | 100% | C7 Waiting for Bellota-Warnerville 230 kV reconductoring and possibly other
TRNQL8_2_VERSR1 | Tranquillity 8 Verde | Fresno | 2.4 | 1.8 | 10.8 | 9 | 9.6 | 18.6 | 23.4 | 16.2 | 8.4 | 1.2 | 1.2 | 0 | N | North | ID | 100% | C7 Waiting for Bellota-Warnerville 230 kV reconductoring and possibly other
TRNQLT_2_SOLAR | Tranquillity | Fresno | 8 | 6 | 36 | 30 | 32 | 62 | 78 | 54 | 28 | 4 | 4 | 0 | N | North | FC | 100%
TRNSWD_1_QF | FPL Energy C Wind | LA Basin | 5.46 | 4.68 | 10.91 | 9.74 | 9.74 | 12.86 | 8.96 | 8.18 | 5.85 | 3.12 | 4.68 | 5.07 | N | South | FC
TULARE_2_TULBM1 | Tulare BioMAT Fuel Cell | Big Creek-Ventura | 0 | 0 | 0 | 0 | 0 | 0 | 0 | 0 | 0 | 0 | 0 | 0 | N | South | EO
TULEWD_1_TULWD1 | Tule Wind | San Diego-IV | 18.27 | 15.66 | 36.54 | 32.63 | 32.63 | 43.07 | 30.02 | 27.41 | 19.58 | 10.44 | 15.66 | 16.97 | N | South | FC
TULLCK_7_UNITS | Tullock Hydro | Stockton | 4.32 | 9.49 | 12.81 | 22.19 | 23.82 | 23.16 | 14.11 | 20.24 | 14.46 | 11.51 | 6.28 | 8.92 | N | North | FC
TUPMAN_1_BIOGAS | ABEC Bidart-Stockale #1 | CAISO System | 0.28 | 0.27 | 0.31 | 0.3 | 0.32 | 0.3 | 0.29 | 0.3 | 0.26 | 0.27 | 0.23 | 0.22 | N | North | FC
TWISSL_6_SOLAR | Nickel 1 ("NLH1") | CAISO System | 0.06 | 0.05 | 0.27 | 0.23 | 0.24 | 0.47 | 0.59 | 0.41 | 0.21 | 0.03 | 0.03 | 0 | N | North | FC
TWISSL_6_SOLAR1 | Coronal Lost Hills | CAISO System | 0.8 | 0.6 | 3.6 | 3 | 3.2 | 6.2 | 7.8 | 5.4 | 2.8 | 0.4 | 0.4 | 0 | N | North | FC
TX-ELK_6_ECKSR2 | Eagle Creek | CAISO System | 0 | 0 | 0 | 0 | 0 | 0 | 0 | 0 | 0 | 0 | 0 | 0 | N | North | EO
TX-ELK_6_SOLAR1 | Castor | CAISO System | 0 | 0 | 0 | 0 | 0 | 0 | 0 | 0 | 0 | 0 | 0 | 0 | N | North | EO
TXMCKT_6_UNIT | McKittrick Cogen | CAISO System | 1.4 | 2.35 | 2.4 | 2.38 | 2.91 | 2.54 | 2.47 | 1.3 | 1.78 | 2.74 | 2.89 | 2.66 | N | North | FC
UKIAH_7_LAKEMN | UKIAH LAKE MENDOCINO HYDRO | NCNB | 1.7 | 1.7 | 1.7 | 1.7 | 1.7 | 1.7 | 1.7 | 1.7 | 1.7 | 1.7 | 1.7 | 1.7 | Y | North | FC
ULTPCH_1_UNIT 1 | Pacific Ultrapower Chinese Station | Stockton | 17.29 | 17.46 | 16.29 | 16.16 | 18 | 18 | 17.34 | 17.95 | 17.9 | 16.9 | 16.7 | 17.98 | N | North | FC
ULTPFR_1_UNIT 1 | Rio Bravo Fresno | Fresno | 23.04 | 22.31 | 23.41 | 23.03 | 20.75 | 23.68 | 23.51 | 23.76 | 23.66 | 22.42 | 24.18 | 24.24 | N | North | FC
ULTRCK_2_UNIT | Rio Bravo Rocklin | Sierra | 22.46 | 23.45 | 15.38 | 23.07 | 21.77 | 23.83 | 23.49 | 23.24 | 24.2 | 21.96 | 24.25 | 24.26 | N | North | FC
UNCHEM_1_UNIT | CONTRA COSTA CARBON PLANT | Bay Area | 12.19 | 12.95 | 12.99 | 10.27 | 7.87 | 12.19 | 14.37 | 15.37 | 10.84 | 6.62 | 13.47 | 13.64 | N | North | FC
UNOCAL_1_UNITS | TOSCO (RODEO PLANT) | Bay Area | 3.75 | 0.78 | 0.4 | 0.55 | 0.74 | 0.48 | 1.06 | 0.02 | 0.36 | 7.49 | 7.05 | 2.12 | N | North | FC
UNVRSY_1_UNIT 1 | Berry Cogen 38 - Unit 1 | CAISO System | 36.37 | 35.36 | 25.72 | 20.26 | 33.59 | 34.78 | 33.91 | 34.39 | 34.53 | 34.04 | 34.34 | 35.92 | N | North | FC
USWND2_1_WIND1 | Golden Hills A | CAISO System | 6.01 | 5.16 | 12.03 | 10.74 | 10.74 | 14.18 | 9.88 | 9.02 | 6.44 | 3.44 | 5.16 | 5.58 | N | North | FC
USWND2_1_WIND2 | Golden Hills B | CAISO System | 6.01 | 5.16 | 12.03 | 10.74 | 10.74 | 14.18 | 9.88 | 9.02 | 6.44 | 3.44 | 5.16 | 5.58 | N | North | FC
USWND2_1_WIND3 | Golden Hills C | CAISO System | 6.44 | 5.52 | 12.88 | 11.5 | 11.5 | 15.18 | 10.58 | 9.66 | 6.9 | 3.68 | 5.52 | 5.98 | N | North | FC
USWND4_2_UNIT2 | Altamont Landfill Gas to Energy | CAISO System | 7.4 | 7.4 | 7.35 | 6.41 | 7.4 | 7.4 | 7.4 | 7.4 | 7.4 | 7.23 | 7.4 | 7.4 | Y | North | FC
USWNDR_2_LABWD1 | LaBrisa Wind Project | Bay Area | 1.26 | 1.08 | 2.52 | 2.25 | 2.25 | 2.97 | 2.07 | 1.89 | 1.35 | 0.72 | 1.08 | 1.17 | N | North | FC
USWNDR_2_SMUD | SOLANO WIND FARM | Bay Area | 14.31 | 12.26 | 28.61 | 25.55 | 25.55 | 33.72 | 23.5 | 21.46 | 15.33 | 8.17 | 12.26 | 13.28 | N | North | FC
USWNDR_2_SMUD2 | Solano Wind Project Phase 3 | Bay Area | 17.89 | 15.34 | 35.78 | 31.95 | 31.95 | 42.17 | 29.39 | 26.84 | 19.17 | 10.22 | 15.34 | 16.61 | N | North | FC
USWPJR_2_UNITS | Vasco Wind | Bay Area | 10.95 | 9.38 | 21.9 | 19.55 | 19.55 | 25.81 | 17.99 | 16.42 | 11.73 | 6.26 | 9.38 | 10.17 | N | North | FC
VACADX_1_NAS | VACA-DIXON BATTERY | CAISO System | [12 empty] | Y | North | ID | 100% | 18DGD (80.42% or 1.93 MW of 2.4 MW) Waiting for Moraga-Castro Valley 230 kV Line Capacity Increase and possibly other | bar: JAN to DEC
VACADX_1_SOLAR | Vaca-Dixon Solar Station | CAISO System | 0.1 | 0.08 | 0.45 | 0.38 | 0.4 | 0.78 | 0.98 | 0.68 | 0.35 | 0.05 | 0.05 | 0 | N | North | FC
VACADX_1_UNITA1 | CalPeak Power Vaca Dixon Unit 1 | CAISO System | 50.61 | 50.61 | 50.61 | 50.61 | 50.61 | 50.61 | 50.61 | 50.61 | 50.61 | 50.61 | 50.61 | 50.61 | Y | North | FC
VALLEY_5_PERRIS | MWD Perris Hydroelectric Recovery Plant | LA Basin | 7.94 | 7.94 | 7.94 | 7.94 | 7.94 | 7.94 | 7.94 | 7.94 | 7.94 | 7.94 | 7.94 | 7.94 | Y | South | FC
VALLEY_5_REDMTN | MWD Red Mountain Hydroelectric Recovery | LA Basin | 1.44 | 1.47 | 1.42 | 2.8 | 2.39 | 1.33 | 1.22 | 1.33 | 2.3 | 2.64 | 1.5 | 1.37 | N | South | FC
VALLEY_5_SOLAR1 | Kona Solar - Meridian #1 | LA Basin | 0 | 0 | 0 | 0 | 0 | 0 | 0 | 0 | 0 | 0 | 0 | 0 | N | South | EO
VALLEY_5_SOLAR2 | AP North Lake Solar | LA Basin | 0.8 | 0.6 | 3.6 | 3 | 3.2 | 6.2 | 7.8 | 5.4 | 2.8 | 0.4 | 0.4 | 0 | N | South | ID | 100% | Waiting for: West of Devers (WOD) upgrades
VALTNE_2_AVASR1 | Valentine Solar | CAISO System | 4 | 3 | 18 | 15 | 16 | 31 | 39 | 27 | 14 | 2 | 2 | 0 | N | South | FC
VEAVST_1_SOLAR | Community Solar | CAISO System | 0 | 0 | 0 | 0 | 0 | 0 | 0 | 0 | 0 | 0 | 0 | 0 | N | South | EO
VEDDER_1_SEKERN | TEXACO EXPLORATION & PROD (SE KERN RIVER | Kern | 0.04 | 0 | 0.18 | 0 | 0.4 | 0 | 0.42 | 0.06 | 0.1 | 0.71 | 0.51 | 0.33 | N | North | FC
VEGA_6_SOLAR1 | Vega Solar | Fresno | 0 | 0 | 0 | 0 | 0 | 0 | 0 | 0 | 0 | 0 | 0 | 0 | N | North | EO
VENWD_1_WIND3 | Painted Hills Windpark | LA Basin |  |  |  |  | 11.13 | 14.68 | 10.24 | 9.35 | 6.68 | 3.56 | 5.34 | 5.79 | N | South | FC
VERNON_6_GONZL1 | H. Gonzales Unit #1 | LA Basin | 5.75 | 5.75 | 5.75 | 5.75 | 5.75 | 5.75 | 5.75 | 5.75 | 5.75 | 5.75 | 5.75 | 5.75 | Y | South | FC
VERNON_6_GONZL2 | H. Gonzales Unit #2 | LA Basin | 5.75 | 5.75 | 5.75 | 5.75 | 5.75 | 5.75 | 5.75 | 5.75 | 5.75 | 5.75 | 5.75 | 5.75 | Y | South | FC
VERNON_6_MALBRG | Malburg Generating Station | LA Basin | 134 | 134 | 134 | 134 | 134 | 134 | 134 | 134 | 134 | 134 | 134 | 134 | Y | South | FC
VESTAL_2_KERN | KERN RIVER PH 3 UNITS 1 & 2 AGGREGATE | Big Creek-Ventura | 15.82 | 21.68 | 28.57 | 31.86 | 33.02 | 30.13 | 25.14 | 22.25 | 12.24 | 8.54 | 11.17 | 13.28 | N | South | FC
VESTAL_2_RTS042 | SPVP042 Porterville Solar | Big Creek-Ventura | 0 | 0 | 0 | 0 | 0 | 0 | 0 | 0 | 0 | 0 | 0 | 0 | N | South | EO
VESTAL_2_SOLAR1 | NICOLIS | Big Creek-Ventura | 0.8 | 0.6 | 3.6 | 3 | 3.2 | 6.2 | 7.8 | 5.4 | 2.8 | 0.4 | 0.4 | 0 | N | South | FC
VESTAL_2_SOLAR2 | TROPICO | Big Creek-Ventura | 0.56 | 0.42 | 2.52 | 2.1 | 2.24 | 4.34 | 5.46 | 3.78 | 1.96 | 0.28 | 0.28 | 0 | N | South | FC
VESTAL_2_UNIT1 | CALGREN-PIXLEY | Big Creek-Ventura | 4.43 | 3.5 | 4.55 | 4.25 | 4.48 | 4.17 | 4.07 | 3.52 | 4.15 | 4.22 | 4.29 | 3.71 | N | South | FC
VESTAL_2_WELLHD | Wellhead Power Delano | Big Creek-Ventura | 49 | 49 | 49 | 49 | 49 | 49 | 49 | 49 | 49 | 49 | 49 | 49 | Y | South | FC
VESTAL_6_QF | Isabella Hydro Dam 1 | Big Creek-Ventura | 1.3 | 2.53 | 4.28 | 5.47 | 6.94 | 8.18 | 9.06 | 8.65 | 5.17 | 3.45 | 1.19 | 1.06 | N | South | FC
VICTOR_1_CREST | Victor Aggregate Solar Resources | CAISO System | 0 | 0 | 0 | 0 | 0 | 0 | 0 | 0 | 0 | 0 | 0 | 0 | N | South | EO
VICTOR_1_EXSLRA | Expressway Solar A | CAISO System | 0.08 | 0.06 | 0.36 | 0.3 | 0.32 | 0.62 | 0.78 | 0.54 | 0.28 | 0.04 | 0.04 | 0 | N | South | FC
VICTOR_1_EXSLRB | Expressway Solar B | CAISO System | 0.08 | 0.06 | 0.36 | 0.3 | 0.32 | 0.62 | 0.78 | 0.54 | 0.28 | 0.04 | 0.04 | 0 | N | South | FC
VICTOR_1_LVSLR1 | Lone Valley Solar Park 1 | CAISO System | 0 | 0 | 0 | 0 | 0 | 0 | 0 | 0 | 0 | 0 | 0 | 0 | N | South | EO
VICTOR_1_LVSLR2 | Lone Valley Solar Park 2 | CAISO System | 0 | 0 | 0 | 0 | 0 | 0 | 0 | 0 | 0 | 0 | 0 | 0 | N | South | EO
VICTOR_1_SLRHES | Sunedison - Hesperia | CAISO System | 0 | 0 | 0 | 0 | 0 | 0 | 0 | 0 | 0 | 0 | 0 | 0 | N | South | EO
VICTOR_1_SOLAR1 | Victor Phelan Solar One | CAISO System | 0 | 0 | 0 | 0 | 0 | 0 | 0 | 0 | 0 | 0 | 0 | 0 | N | South | EO
VICTOR_1_SOLAR2 | Alamo Solar | CAISO System | 0 | 0 | 0 | 0 | 0 | 0 | 0 | 0 | 0 | 0 | 0 | 0 | N | South | EO
VICTOR_1_SOLAR3 | Adelanto Solar 2 | CAISO System | 0.28 | 0.21 | 1.26 | 1.05 | 1.12 | 2.17 | 2.73 | 1.89 | 0.98 | 0.14 | 0.14 | 0 | N | South | FC
VICTOR_1_SOLAR4 | Adelanto Solar | CAISO System | 0 | 0 | 0 | 0 | 0 | 0 | 0 | 0 | 0 | 0 | 0 | 0 | N | South | EO
VICTOR_1_VDRYFA | Victor Dry Farm Ranch A | CAISO System | 0.2 | 0.15 | 0.9 | 0.75 | 0.8 | 1.55 | 1.95 | 1.35 | 0.7 | 0.1 | 0.1 | 0 | N | South | FC
VICTOR_1_VDRYFB | Victor Dry Farm Ranch B | CAISO System | 0 | 0 | 0 | 0 | 0 | 0 | 0 | 0 | 0 | 0 | 0 | 0 | N | South | EO
VILLPK_2_VALLYV | MWD Valley View Hydroelectric Recovery P | LA Basin | 4.1 | 4.1 | 4.1 | 4.1 | 4.1 | 4.1 | 4.1 | 4.1 | 4.1 | 4.1 | 4.1 | 4.1 | Y | South | FC
VILLPK_6_MWDYOR | Yorba Linda Hydroelectric Recovery Plant | LA Basin | 2.63 | 2.7 | 2.66 | 3.07 | 3.08 | 3.51 | 4.17 | 4.27 | 4.01 | 1.87 | 3.1 | 2.35 | Y | South | FC
VINCNT_2_WESTWD | Oasis Power Plant | CAISO System | 8.26 | 7.08 | 16.52 | 14.75 | 14.75 | 19.47 | 13.57 | 12.39 | 8.85 | 4.72 | 7.08 | 7.67 | N | South | FC
VISTA_2_RIALTO | Rialto RT Solar | LA Basin | 0.04 | 0.03 | 0.18 | 0.15 | 0.16 | 0.31 | 0.39 | 0.27 | 0.14 | 0.02 | 0.02 | 0 | N | South | FC
VISTA_2_RTS028 | SPVP028 | LA Basin | 0.14 | 0.11 | 0.63 | 0.53 | 0.56 | 1.09 | 1.37 | 0.95 | 0.49 | 0.07 | 0.07 | 0 | N | South | FC
VISTA_6_QF | VISTA QFS | LA Basin | 0.02 | 0.02 | 0.01 | 0.05 | 0.07 | 0.09 | 0.13 | 0.12 | 0.12 | 0.07 | 0.06 | 0.03 | N | South | FC
VISTRA_5_DALBT1 | Dallas Energy Storage | Bay Area |  |  |  | 100 | 100 | 100 | 100 | 100 | 100 | 100 | 100 | 100 | Y | North | FC
VISTRA_5_DALBT2 | Dallas Energy Storage 2 | Bay Area |  |  |  | 100 | 100 | 100 | 100 | 100 | 100 | 100 | 100 | 100 | Y | North | FC
VISTRA_5_DALBT3 | Dallas Energy Storage 3 | Bay Area |  |  |  |  | 100 | 100 | 100 | 100 | 100 | 100 | 100 | 100 | Y | North | FC
VLCNTR_6_VCSLR | Cole Grade | San Diego-IV | 0.09 | 0.07 | 0.42 | 0.35 | 0.37 | 0.72 | 0.91 | 0.63 | 0.33 | 0.05 | 0.05 | 0 | N | South | FC
VLCNTR_6_VCSLR1 | Valley Center 1 | San Diego-IV | 0.1 | 0.08 | 0.45 | 0.38 | 0.4 | 0.78 | 0.98 | 0.68 | 0.35 | 0.05 | 0.05 | 0 | N | South | FC
VLCNTR_6_VCSLR2 | Valley Center 2 | San Diego-IV | 0.2 | 0.15 | 0.9 | 0.75 | 0.8 | 1.55 | 1.95 | 1.35 | 0.7 | 0.1 | 0.1 | 0 | N | South | FC
VLYHOM_7_SSJID | Woodward Power Plant | Stockton | 0 | 0 | 0 | 0.09 | 0.74 | 0.71 | 1.12 | 0.72 | 0.13 | 0.01 | 0 | 0 | N | North | FC
VOLTA_2_UNIT 1 | VOLTA HYDRO UNIT 1 | CAISO System | 6.4 | 6.93 | 7.5 | 7.86 | 7.21 | 4.45 | 5.63 | 4.82 | 4.84 | 4.22 | 4.34 | 5.03 | N | North | FC
VOLTA_2_UNIT 2 | Volta Hydro Unit 2 | CAISO System | 0.76 | 0.74 | 0.84 | 0.75 | 0.8 | 0.46 | 0.51 | 0.57 | 0.57 | 0.39 | 0.41 | 0.38 | N | North | FC
VOLTA_6_BAILCK | Bailey Creek Ranch | CAISO System | 0 | 0 | 0 | 0 | 0 | 0 | 0 | 0 | 0 | 0 | 0 | 0 | N | North | EO
VOLTA_6_DIGHYD | Digger Creek Ranch Hydro | CAISO System | 0.37 | 0.36 | 0.51 | 0.58 | 0.49 | 0.5 | 0.44 | 0.4 | 0.36 | 0.29 | 0.31 | 0.33 | N | North | FC
VOLTA_7_PONHY1 | VOLTA_7_PONHY1 | CAISO System | 0.75 | 0.81 | 0.97 | 0.94 | 0.87 | 0.9 | 0.98 | 0.9 | 0.91 | 0.85 | 0.74 | 0.83 | N | North | FC
VOLTA_7_QFUNTS | VOLTA_7_QFUNTS | CAISO System | 0.15 | 0.15 | 0.15 | 0.15 | 0.15 | 0.15 | 0.15 | 0.12 | 0.07 | 0.07 | 0.15 | 0.1 | N | North | FC
VOYAGR_2_VOAWD5 | Voyager Wind Oasis Alta | CAISO System |  |  |  |  | 3.5 | 4.61 | 3.22 | 2.94 | 2.1 | 1.12 | 1.68 | 1.82 | N | South | FC
VOYAGR_2_VOYWD1 | Voyager 1 | CAISO System | 18.35 | 15.73 | 36.71 | 32.78 | 32.78 | 43.26 | 30.15 | 27.53 | 19.67 | 10.49 | 15.73 | 17.04 | N | South | FC
VOYAGR_2_VOYWD2 | Voyager Wind 2 | CAISO System | 18.02 | 15.44 | 36.04 | 32.18 | 32.18 | 42.47 | 29.6 | 27.03 | 19.31 | 10.3 | 15.44 | 16.73 | N | South | FC
VOYAGR_2_VOYWD3 | Voyager Wind 3 | CAISO System | 6.05 | 5.18 | 12.1 | 10.8 | 10.8 | 14.26 | 9.94 | 9.07 | 6.48 | 3.46 | 5.18 | 5.62 | N | South | FC
VOYAGR_2_VOYWD4 | Voyager Wind 4 | CAISO System | 3.02 | 2.59 | 6.05 | 5.4 | 5.4 | 7.13 | 4.97 | 4.54 | 3.24 | 1.73 | 2.59 | 2.81 | N | South | FC
VSTAES_6_VESBT1 | Vista Energy Storage | San Diego-IV | 11 | 11 | 11 | 11 | 11 | 11 | 11 | 11 | 11 | 11 | 11 | 11 | Y | South | ID | 100% | C7-C9 Waiting for San Luis Rey-San Onofre 230 kV remedial action scheme RAS and possibly other
WADHAM_6_UNIT | Wadham Energy LP | CAISO System | 23.68 | 23.62 | 20.63 | 17.56 | 20.63 | 20.26 | 24.32 | 23.96 | 24.11 | 20.54 | 24.64 | 24.73 | N | North | FC
WALCRK_2_CTG1 | Walnut Creek Energy Park Unit 1 | LA Basin | 96.43 | 96.43 | 96.43 | 96.43 | 96.43 | 96.43 | 96.43 | 96.43 | 96.43 | 96.43 | 96.43 | 96.43 | Y | South | FC
WALCRK_2_CTG2 | Walnut Creek Energy Park Unit 2 | LA Basin | 96.91 | 96.91 | 96.91 | 96.91 | 96.91 | 96.91 | 96.91 | 96.91 | 96.91 | 96.91 | 96.91 | 96.91 | Y | South | FC
WALCRK_2_CTG3 | Walnut Creek Energy Park Unit 3 | LA Basin | 96.65 | 96.65 | 96.65 | 96.65 | 96.65 | 96.65 | 96.65 | 96.65 | 96.65 | 96.65 | 96.65 | 96.65 | Y | South | FC
WALCRK_2_CTG4 | Walnut Creek Energy Park Unit 4 | LA Basin | 96.49 | 96.49 | 96.49 | 96.49 | 96.49 | 96.49 | 96.49 | 96.49 | 96.49 | 96.49 | 96.49 | 96.49 | Y | South | FC
WALCRK_2_CTG5 | Walnut Creek Energy Park Unit 5 | LA Basin | 96.65 | 96.65 | 96.65 | 96.65 | 96.65 | 96.65 | 96.65 | 96.65 | 96.65 | 96.65 | 96.65 | 96.65 | Y | South | FC
WALNUT_2_SOLAR | Industry MetroLink PV 1 | LA Basin | 0 | 0 | 0 | 0 | 0 | 0 | 0 | 0 | 0 | 0 | 0 | 0 | N | South | EO
WALNUT_6_HILLGEN | Puente Hills | LA Basin | 32.56 | 32.77 | 32.62 | 31.19 | 23.58 | 28.21 | 27.79 | 27.43 | 27.6 | 24.61 | 27.04 | 26.59 | N | South | FC
WALNUT_7_WCOVST | MM West Covina - ST Unit | LA Basin | 5.2 | 5.54 | 5.65 | 5.32 | 5.62 | 5.6 | 5.45 | 5.19 | 5.51 | 5.42 | 5.38 | 5.41 | N | South | FC
WARNE_2_UNIT | WARNE HYDRO AGGREGATE | Big Creek-Ventura | 41.21 | 43.15 | 32.65 | 42.84 | 40.95 | 42.66 | 41.53 | 41.52 | 42.5 | 40.69 | 41.58 | 40.51 | Y | South | FC
WAUKNA_1_SOLAR | Corcoran Solar | Fresno | 0.8 | 0.6 | 3.6 | 3 | 3.2 | 6.2 | 7.8 | 5.4 | 2.8 | 0.4 | 0.4 | 0 | N | North | FC | 100%
WAUKNA_1_SOLAR2 | Corcoran 2 | Fresno | 0.79 | 0.59 | 3.56 | 2.96 | 3.16 | 6.12 | 7.7 | 5.33 | 2.77 | 0.4 | 0.4 | 0 | N | North | FC
WDLEAF_7_UNIT 1 | WOODLEAF HYDRO | Sierra | 48 | 48 | 44 | 56 | 56 | 54.9 | 48 | 60 | 48 | 58.4 | 48 | 58 | Y | North | FC
WEBER_6_FORWRD | Forward | Stockton | 4 | 3.93 | 4.07 | 3.91 | 3.7 | 3.95 | 3.95 | 3.97 | 3.71 | 3.71 | 4.01 | 3.97 | N | North | FC
WESTPT_2_UNIT | West Point Hydro Plant | CAISO System | 10.14 | 9.6 | 11.12 | 10.72 | 0 | 10.72 | 11.22 | 12 | 10.34 | 10.82 | 10.6 | 11.31 | Y | North | FC
WFRESN_1_SOLAR | Joya Del Sol | Fresno | 0 | 0 | 0 | 0 | 0 | 0 | 0 | 0 | 0 | 0 | 0 | 0 | N | North | EO
WHEATL_6_LNDFIL | G2 ENERGY, OSTROM ROAD LLC | Sierra | 3.17 | 3.15 | 3.09 | 2.79 | 3.27 | 3.27 | 2.9 | 3.16 | 3.22 | 3.3 | 3.34 | 2.9 | N | North | FC | 100%
WHITNY_6_SOLAR | Whitney Point Solar | Fresno | 0 | 0 | 0 | 0 | 0 | 0 | 0 | 0 | 0 | 0 | 0 | 0 | N | North | EO
WHTWTR_1_WINDA1 | Whitewater Hill Wind Project | LA Basin | 8.61 | 7.38 | 17.22 | 15.38 | 15.38 | 20.3 | 14.15 | 12.92 | 9.23 | 4.92 | 7.38 | 8 | N | South | FC
WISE_1_UNIT 1 | Wise Hydro Unit 1 | Sierra | 4.87 | 6.5 | 4.9 | 7.58 | 8.64 | 8.17 | 9.36 | 8.9 | 6.42 | 0 | 0 | 3.74 | Y | North | FC
WISE_1_UNIT 2 | WISE HYDRO UNIT 2 | Sierra | 0 | 0 | 0 | 0 | 0 | 0 | 0 | 0 | 0 | 0 | 0 | 0 | Y | North | FC
WISHON_6_UNITS | Wishon/San Joaquin #1-A AGGREGATE | Fresno | 2 | 2.57 | 5.3 | 5.06 | 1.1 | 0.64 | 0 | 0 | 0 | 7.08 | 6.56 | 2 | Y | North | FC
WISTRA_2_WRSSR1 | Wistaria Ranch Solar | San Diego-IV | 4 | 3 | 18 | 15 | 16 | 31 | 39 | 27 | 14 | 2 | 2 | 0 | N | South | FC
WLDWD_1_SOLAR1 | Wildwood Solar I | CAISO System | 0.8 | 0.6 | 3.6 | 3 | 3.2 | 6.2 | 7.8 | 5.4 | 2.8 | 0.4 | 0.4 | 0 | N | North | FC
WLDWD_1_SOLAR2 | Wildwood Solar 2 | CAISO System | 0.6 | 0.45 | 2.7 | 2.25 | 2.4 | 4.65 | 5.85 | 4.05 | 2.1 | 0.3 | 0.3 | 0 | N | North | FC
WNDMAS_2_UNIT 1 | BUENA VISTA ENERGY, LLC | Bay Area | 5.32 | 4.56 | 10.64 | 9.5 | 9.5 | 12.54 | 8.74 | 7.98 | 5.7 | 3.04 | 4.56 | 4.94 | N | North | FC
WNDSTR_2_WIND | Windstar | CAISO System | 16.8 | 14.4 | 33.6 | 30 | 30 | 39.6 | 27.6 | 25.2 | 18 | 9.6 | 14.4 | 15.6 | N | South | FC
WOLFSK_1_UNITA1 | Wolfskill Energy Center | CAISO System | 46.9 | 46.9 | 46.9 | 46.9 | 46.9 | 46.9 | 46.9 | 46.9 | 46.9 | 46.9 | 46.9 | 46.9 | Y | North | FC
WOODWR_1_HYDRO | Quinten Luallen | Fresno | 0 | 0 | 0 | 0 | 0 | 0 | 0 | 0 | 0 | 0 | 0 | 0 | N | North | EO
WRGHTP_7_AMENGY | SMALL QF AGGREGATION - LOS BANOS | Fresno | 0.02 | 0.07 | 0 | 0.04 | 0.28 | 0.38 | 0.67 | 0.78 | 0.75 | 0.46 | 0.24 | 0.04 | N | North | FC
WRGTSR_2_WSFSR1 | Wright Solar Freeman | CAISO System | 8 | 6 | 36 | 30 | 32 | 62 | 78 | 54 | 28 | 4 | 4 | 0 | N | North | FC
WSENGY_1_UNIT 1 | Wheelabrator Shasta | CAISO System | 38.54 | 36.21 | 31.04 | 31.57 | 37.65 | 38.23 | 37.61 | 34.42 | 38.31 | 37.24 | 34.69 | 34.08 | N | North | FC
WSTWND_2_M89WD1 | Mojave 89 | CAISO System | 11.57 | 9.92 | 23.14 | 20.66 | 20.66 | 27.27 | 19.01 | 17.36 | 12.4 | 6.61 | 9.92 | 10.74 | Y | South | FC |  | Hybrid - However Wind is FCDS and BESS is EO
WSTWND_2_M90WD2 | Mojave 90 | CAISO System | 9.07 | 7.78 | 18.15 | 16.21 | 16.21 | 21.39 | 14.91 | 13.61 | 9.72 | 5.19 | 7.78 | 8.43 | N | South | FC |  | Hybrid - However Wind is FCDS and BESS is EO
YUBACT_1_SUNSWT | YUBA CITY COGEN | Sierra | 49.97 | 49.97 | 49.97 | 49.97 | 49.97 | 49.97 | 49.97 | 49.97 | 49.97 | 49.97 | 49.97 | 49.97 | Y | North | FC
YUBACT_6_UNITA1 | Yuba City Energy Center (Calpine) | Sierra | 47.6 | 47.6 | 47.6 | 47.6 | 47.6 | 47.6 | 47.6 | 47.6 | 47.6 | 47.6 | 47.6 | 47.6 | Y | North | FC
ZOND_6_UNIT | ZOND WINDSYSTEMS INC. | Bay Area | 2.39 | 2.05 | 4.79 | 4.28 | 4.28 | 5.64 | 3.93 | 3.59 | 2.57 | 1.37 | 2.05 | 2.22 | N | North | FC

## 2021 Specified Imports
This tab contains all of the specified imports listed on the CAISO Master Control Area Generating Capability List. They may be shown for resource adequacy with an accompanying maximum import capability (MIC) allocation for the associated scheduling branch group.
Resource ID | Generator Name | BAA ID | JAN | FEB | MAR | APR | MAY | JUN | JUL | AUG | SEP | OCT | NOV | DEC
AGCANA_X_HOOVER | Hoover Power Plant | WALC | 40 | 40 | 40 | 40 | 40 | 40 | 40 | 40 | 40 | 40 | 40 | 40
ALHMBR_1_ALHSLR | SG Alhambra | IID | 2 | 1.5 | 9 | 7.5 | 8 | 15.5 | 19.5 | 13.5 | 7 | 1 | 1 | 0
ANZA_6_SOLAR1 | Seville Solar One | IID | 0.8 | 0.6 | 3.6 | 3 | 3.2 | 6.2 | 7.8 | 5.4 | 2.8 | 0.4 | 0.4 | 0
ARKANS_1_ARKSLR | SG Arkansas | IID | 2 | 1.5 | 9 | 7.5 | 8 | 15.5 | 19.5 | 13.5 | 7 | 1 | 1 | 0
ARLINT_5_SCEDYN | Arlington Valley CC | AZPS | 565 | 565 | 565 | 565 | 565 | 565 | 565 | 565 | 565 | 565 | 565 | 565
ARLVAL_5_SOLAR | Arlington Valley Solar Energy II | SRP | 5.08 | 3.81 | 22.86 | 19.05 | 20.32 | 39.37 | 49.53 | 34.29 | 17.78 | 2.54 | 2.54 | 0
BCTSYS_5_PWXDYN | BCTSYS_5_PWXDYN | BPAT | 428 | 428 | 428 | 428 | 428 | 428 | 428 | 428 | 428 | 428 | 428 | 428
BEJNLS_5_BV2SCEDYN | Broadview 2 | AZPS | 23.38 | 20.04 | 46.76 | 41.75 | 41.75 | 55.11 | 38.41 | 35.07 | 25.05 | 13.36 | 20.04 | 21.71
BEKWJS_5_BV1SCEDYN | Broadview 1 | AZPS | 18.2 | 15.6 | 36.4 | 32.5 | 32.5 | 42.9 | 29.9 | 27.3 | 19.5 | 10.4 | 15.6 | 16.9
CALPSS_6_SOLAR1 | Calipatria Solar Farm | IID | 0.8 | 0.6 | 3.6 | 3 | 3.2 | 6.2 | 7.8 | 5.4 | 2.8 | 0.4 | 0.4 | 0
COLGNS_2_CNSSR1 | ColGreen North Shore | IID | 2.99 | 2.24 | 13.46 | 11.22 | 11.97 | 23.19 | 29.17 | 20.2 | 10.47 | 1.5 | 1.5 | 0
ELCABO_5_ECWSCEDYN | El Cabo Wind | AZPS | 41.72 | 35.76 | 83.44 | 74.5 | 74.5 | 98.34 | 68.54 | 62.58 | 44.7 | 23.84 | 35.76 | 38.74
GRADYW_5_GDYWD1 | Grady Wind | AZPS | 30.87 | 26.46 | 61.74 | 55.13 | 55.13 | 72.77 | 50.72 | 46.31 | 33.08 | 17.64 | 26.46 | 28.67
GRIFFI_2_LSPDYN | Griffith Energy | WALC | 570 | 570 | 570 | 570 | 570 | 570 | 570 | 570 | 570 | 570 | 570 | 570
HOOVER_2_MWDDYN | HOOVER | WALC | 249 | 249 | 249 | 249 | 249 | 249 | 249 | 249 | 249 | 249 | 249 | 249
HOOVER_2_VEADYN | HOOVER | WALC | 16 | 16 | 16 | 16 | 16 | 16 | 16 | 16 | 16 | 16 | 16 | 16
INTMNT_3_ANAHEIM | Intermountain Power Project | LDWP | 236 | 236 | 236 | 236 | 236 | 236 | 236 | 236 | 236 | 236 | 236 | 236
INTMNT_3_PASADENA | Intermountain Power Project | LDWP | 107 | 107 | 107 | 107 | 107 | 107 | 107 | 107 | 107 | 107 | 107 | 107
INTMNT_3_RIVERSIDE | IPPDYN | LDWP | 136 | 136 | 136 | 136 | 136 | 136 | 136 | 136 | 136 | 136 | 136 | 136
MAGNLA_6_ANAHEIM | Magnolia Power Plant Anaheim | LDWP | 109 | 109 | 109 | 109 | 109 | 109 | 109 | 109 | 109 | 109 | 109 | 109
MAGNLA_6_CERRITOS | Magnolia Power Plant Cerritos | LDWP | 12 | 12 | 12 | 12 | 12 | 12 | 12 | 12 | 12 | 12 | 12 | 12
MAGNLA_6_COLTON | Magnolia Power Project | LDWP | 12 | 12 | 12 | 12 | 12 | 12 | 12 | 12 | 12 | 12 | 12 | 12
MAGNLA_6_PASADENA | Magnolia Power Plant - PASADENA | LDWP | 18 | 18 | 18 | 18 | 18 | 18 | 18 | 18 | 18 | 18 | 18 | 18
MALIN_5_BPADYN | MALIN_5_BPADYN | BPAT | 250 | 250 | 250 | 250 | 250 | 250 | 250 | 250 | 250 | 250 | 250 | 250
MALIN_5_GCPDDYN | Grant County Hydro Facilities | BPAT | 125 | 125 | 125 | 125 | 125 | 125 | 125 | 125 | 125 | 125 | 125 | 125
MALIN_5_HERMDYN | MALIN_5_HERMDYN | BPAT | 308 | 308 | 308 | 308 | 308 | 308 | 308 | 308 | 308 | 308 | 308 | 308
MALIN_5_IBERDR | Iberdrola Centroid Sytem Resource | BPAT | 14 | 12 | 28 | 25 | 25 | 33 | 23 | 21 | 15 | 8 | 12 | 13
MALIN_5_INHRED | CSF Columbia Gorge | BPAT | 7 | 6 | 14 | 12.5 | 12.5 | 16.5 | 11.5 | 10.5 | 7.5 | 4 | 6 | 6.5
MALIN_5_INHRPG | BIGLOW CANYON | BPAT | 7 | 6 | 14 | 12.5 | 12.5 | 16.5 | 11.5 | 10.5 | 7.5 | 4 | 6 | 6.5
MIDWY3_2_MDSSR1 | Midway South Solar Farm | IID | 0.8 | 0.6 | 3.6 | 3 | 3.2 | 6.2 | 7.8 | 5.4 | 2.8 | 0.4 | 0.4 | 0
MIDWYS_2_MIDSL1 | Midway Solar Farm | IID | 2 | 1.5 | 9 | 7.5 | 8 | 15.5 | 19.5 | 13.5 | 7 | 1 | 1 | 0
MILFRD_7_PASADENA | Milford I | LDWP | 0.7 | 0.6 | 1.4 | 1.25 | 1.25 | 1.65 | 1.15 | 1.05 | 0.75 | 0.4 | 0.6 | 0.65
MSQUIT_5_SERDYN | MSQUIT_5_SERDYN | SRP | 625 | 625 | 625 | 625 | 625 | 625 | 625 | 625 | 625 | 625 | 625 | 625
NGILAA_5_SDGDYN | NGILAA_5_SDGDYN | AZPS | 57 | 57 | 57 | 57 | 57 | 57 | 57 | 57 | 57 | 57 | 57 | 57
PVERDE_5_SCEDYN | PVERDE_5_SCEDYN | SRP | 635 | 635 | 635 | 635 | 635 | 635 | 635 | 635 | 635 | 635 | 635 | 635
RAMON_2_SCEDYN | RAMON_2_SCEDYN | IID | 106.18 | 106.18 | 106.18 | 106.18 | 106.18 | 106.18 | 106.18 | 106.18 | 106.18 | 106.18 | 106.18 | 106.18
RANCHO_2_SMUDSYSDYN | SMUD Regulation Market | BANCSMUD | 124 | 124 | 124 | 124 | 124 | 124 | 124 | 124 | 124 | 124 | 124 | 124
SCEHOV_2_HOOVER | SCEHOV_2_HOOVER | WALC | 287.01 | 287.01 | 287.01 | 287.01 | 287.01 | 287.01 | 287.01 | 287.01 | 287.01 | 287.01 | 287.01 | 287.01
SNORA_2_SNRSLR | SG Sorrento | IID | 2 | 1.5 | 9 | 7.5 | 8 | 15.5 | 19.5 | 13.5 | 7 | 1 | 1 | 0
SPOINT_2_MEADDYN | SPOINT_2_MEADDYN | WALC | 325 | 325 | 325 | 325 | 325 | 325 | 325 | 325 | 325 | 325 | 325 | 325
SPOINT_2_PARKERDYN | Southpoint Energy Center | WALC | 200 | 200 | 200 | 200 | 200 | 200 | 200 | 200 | 200 | 200 | 200 | 200
SUNSTR_5_SS1SCEDYN | Sunstream Solar 1 | AZPS | 6 | 4.5 | 27 | 22.5 | 24 | 46.5 | 58.5 | 40.5 | 21 | 3 | 3 | 0
SUTTER_2_CISO | Sutter Power Plant Pseudo-CISO | BANCWAMI | 275 | 275 | 275 | 275 | 275 | 275 | 275 | 275 | 275 | 275 | 275 | 275
TITANS_2_TTSSR1 | Titan Solar 1 Pseudo | IID | 2.8 | 2.1 | 12.6 | 10.5 | 11.2 | 21.7 | 27.3 | 18.9 | 9.8 | 1.4 | 1.4 | 0
WHITEH_2_MEADDYN1 | White Hills A | WALC | 7 | 6 | 14 | 12.5 | 12.5 | 16.5 | 11.5 | 10.5 | 7.5 | 4 | 6 | 6.5
WHITEH_2_MEADDYN2 | White Hills B | WALC | 42 | 36 | 84 | 75 | 75 | 99 | 69 | 63 | 45 | 24 | 36 | 39
WSNR_2_CVPDYN | Central Valley 1 | BANCWAMI | 10 | 10 | 10 | 10 | 10 | 10 | 10 | 10 | 10 | 10 | 10 | 10
WSNR_2_TESLADYN | Central Valley Tesla | BANCWAMI | 10 | 10 | 10 | 10 | 10 | 10 | 10 | 10 | 10 | 10 | 10 | 10
WSNR_5_TRCYDYN | Central Valley Tracy | BANCWAMI | 10 | 10 | 10 | 10 | 10 | 10 | 10 | 10 | 10 | 10 | 10 | 10

## 2021 Other
Resources on this tab have not yet declared COD. NQC values for resources listed on this tab are not final and are subject to change based on the status of transmission upgrades, Unit Capability at time of COD, and declaration of COD. Month ahead NQC may be decreased per actual Pmax test.
Resource ID | Area_Name | Generator Name | Jan | Feb | Mar | Apr | May | Jun | Jul | Aug | Sep | Oct | Nov | Dec | Path 26 | Deliverability | Dispatchability | Comment
ALMASL_2_GS1SR1 | CAISO System | Almasol Generation Station 1 | 5 | 3.75 | 22.5 | 18.75 | 20 | 38.75 | 48.75 | 33.75 | 17.5 | 2.5 | 2.5 | 0 | South | ID to 100% |  | Waiting for WOD upgrade
ALMASL_2_GS4SR4 | CAISO System | Almasol Generation Station 4 | 4 | 3 | 18 | 15 | 16 | 31 | 39 | 27 | 14 | 2 | 2 | 0 | South | ID to 100% |  | Waiting for WOD upgrade
BLKCRK_2_GMCBT1 | CAISO system | Genessis McCoy Energy Storage | - | - | - | - | - | - | - | - | - | 230 | 230 | 230 | South | FC |  | BLKCRK_2_SOLAR1 will become EO when BESS becomes FC. BLKCRK_2_SOLAR1 monthly values already pre-adjusted to 0% for Aug-Dec.
CABALO_2_M2WSR2 | Fresno | Mustang 2 Whirlaway Solar | [12 empty] | North | ID to 100% |  | C7: Waiting for Bellota-Warnerville 230 kV reconductoring and possibly other | bar: Jan to Dec
CONTRL_1_CASAD2 | CAISO System | Mammoth Lakes G2 | [12 empty] | South | FC |  | QF conversion from CONTRL_1_QF; Anticipated Pmax=15. | bar: Jan to Dec
DRACKR_2_DSUBT2 | CAISO system | Dracker Solar Unit 2 BESS | [12 empty] | South | FC |  | DRACKR_2_SOLAR2 will become EO when BESS becomes FC. DRACKR_2_SOLAR2 monthly values already pre-adjusted to 0% for May-Dec. | bar: Jan to Dec
DRACKR_2_DSUBT3 | CAISO system | Dracker Solar Unit 3 BESS | [12 empty] | South | FC |  | DRACKR_2_DS3SR3 will become EO when BESS becomes FC. DRACKR_2_DS3SR3 monthly values already pre-adjusted to 0% for Aug-Dec. | bar: Jan to Dec
DSRTHV_2_DH1SR1 | CAISO System | Desert Harvest | 3.2 | 2.4 | 14.4 | 12 | 12.8 | 24.8 | 31.2 | 21.6 | 11.2 | 1.6 | 1.6 | 0 | South | ID to 100% |  | Waiting for WOD upgrade, Red Bluff 500/230kV bank No. 2 and ELM upgrade.
DSRTHV_2_DH2BT1 | CAISO System | Desert Harvest BESS | 35 | 35 | 35 | 35 | 35 | 35 | 35 | 35 | 35 | 35 | 35 | 35 | South | ID to 35 MW |  | Waiting for WOD upgrade, Red Bluff 500/230kV bank No. 2 and ELM upgrade.
DSRTHV_2_DH2SR2 | CAISO System | Desert Harvest 2 | 2.8 | 2.1 | 12.6 | 10.5 | 11.2 | 21.7 | 27.3 | 18.9 | 9.8 | 1.4 | 1.4 | 0 | South | ID to 100% |  | Waiting for WOD upgrade, Red Bluff 500/230kV bank No. 2 and ELM upgrade.
ESNHWR_2_WC1BT1 | LA Basin | Wildcat I Energy Storage | 1.5 | 1.5 | 1.5 | 1.5 | 1.5 | 1.5 | 1.5 | 1.5 | 1.5 | 1.5 | 1.5 | 1.5 | South | ID to 100% |  | Waiting for WOD upgrades and Mesa loop-in upgrade
GATEWY_2_GESBT1 | San Diego-IV | Gateway Energy Storage | 250 | 250 | 250 | 250 | 250 | 250 | 250 | 250 | 250 | 250 | 250 | 250 | South | ID to 100% |  | C8: Waiting for: Remedial Action Scheme
JAVASR_1_JAVSR1 | Fresno | Java Solar | [12 empty] | North | ID to 100% |  | C6: Waiting for Bellota-Warnerville 230 kV reconductoring and possibly other | bar: Jan to Dec
JOHANN_2_JOSBT1 | LA Basin | Johanna Storage 1 | 10 | 10 | 10 | 10 | 10 | 10 | 10 | 10 | 10 | 10 | 10 | 10 | South | FC
JOHANN_2_JOSBT2 | LA Basin | Johanna Storage 2 | 10 | 10 | 10 | 10 | 10 | 10 | 10 | 10 | 10 | 10 | 10 | 10 | South | FC
LNCSTR_6_SOLAR2 | Big Creek-Ventura | SEPV Sierra | 0.34 | 0.26 | 1.53 | 1.28 | 1.38 | 2.64 | 3.32 | 2.3 | 1.19 | 0.17 | 0.17 | 0 | South | FC |  | Hybrid - However Solar is FCDS and BESS is EO
LTBEAR_1_LB3SR3 | Fresno | Little Bear Solar 3 | 0.8 | 0.6 | 3.6 | 3 | 3.2 | 6.2 | 7.8 | 5.4 | 2.8 | 0.4 | 0.4 | 0 | North | ID to 100% |  | C7: Waiting for Bellota-Warnerville 230 kV reconductoring, Wilson - Le Grand 115 kV line reconductoring and possibly other
LTBEAR_1_LB3SR4 | Fresno | Little Bear Solar 4 | 2 | 1.5 | 9 | 7.5 | 8 | 15.5 | 19.5 | 13.5 | 7 | 1 | 1 | 0 | North | ID to 100% |  | C8: Waiting for Bellota-Warnerville 230 kV reconductoring, Wilson - Le Grand 115 kV line reconductoring and possibly other
LTBEAR_1_LB3SR5 | Fresno | Little Bear Solar 5 | 2 | 1.5 | 9 | 7.5 | 8 | 15.5 | 19.5 | 13.5 | 7 | 1 | 1 | 0 | North | ID to 100% |  | C8: Waiting for Bellota-Warnerville 230 kV reconductoring, Wilson - Le Grand 115 kV line reconductoring and possibly other
LTBERA_1_LB1SR1 | Fresno | Little Bear Solar 1 | 1.6 | 1.2 | 7.2 | 6 | 6.4 | 12.4 | 15.6 | 10.8 | 5.6 | 0.8 | 0.8 | 0 | North | ID to 100% |  | C7: Waiting for Bellota-Warnerville 230 kV reconductoring, Wilson - Le Grand 115 kV line reconductoring and possibly other
MOORPK_2_ACOBT1 | Big Creek-Ventura | Acorn I Energy Storage | [12 empty] | South | ID to 100% |  | Waiting for Moorpark - Pardee 220 kV No. 4 | bar: Jan to Dec
RTEDDY_2_SC1SR3 | CAISO System | Rosamont West Solar Clean | [12 empty] | South | FC | bar: Jan to Dec
RTEDDY_2_SEBSR3 | CAISO System | Rosamont West East Bay 3 | [12 empty] | South | FC | bar: Jan to Dec
RTEDDY_2_SEBSR4 | CAISO System | Rosamont West East Bay 4 | [12 empty] | South | FC | bar: Jan to Dec
RTEDDY_2_SPASR4 | CAISO System | Rosamont West Solar Palo Alto | [12 empty] | South | FC | bar: Jan to Dec
RTEDDY_2_SRXSR4 | CAISO System | Rosamont West Solar Rosie X | [12 empty] | South | FC | bar: Jan to Dec
SONOMA_1_PN5SR1 | NCNB | Pond 5 | 0 | 0 | 0 | 0 | 0 | 0 | 0 | 0 | 0 | 0 | 0 | 0 | North | EO
TBD | CAISO System | NEE Blythe Solar Unit 2 | [12 empty] | South | FC | bar: Jan to Dec
TBD | Fresno | 2275 Hattesen | 0 | 0 | 0 | 0 | 0 | 0 | 0 | 0 | 0 | 0 | 0 | 0 | North | EO
TBD | CAISO System | Maricopa West Solar 2 | 0 | 0 | 0 | 0 | 0 | 0 | 0 | 0 | 0 | 0 | 0 | 0 | North | EO
TBD | CAISO System | SR Solis Oro Loma Teresina Solar Project A | 0 | 0 | 0 | 0 | 0 | 0 | 0 | 0 | 0 | 0 | 0 | 0 | North | EO
TBD | CAISO System | SR Solis Oro Loma Teresina Solar Project B | 0 | 0 | 0 | 0 | 0 | 0 | 0 | 0 | 0 | 0 | 0 | 0 | North | EO
TBD | CAISO System | 2245 Gentry | 0 | 0 | 0 | 0 | 0 | 0 | 0 | 0 | 0 | 0 | 0 | 0 | North | EO
TBD | CAISO System | Eagle Solar | 0 | 0 | 0 | 0 | 0 | 0 | 0 | 0 | 0 | 0 | 0 | 0 | North | EO
TBD | CAISO System | Golden Hills Storage | [12 empty] | North | FC | bar: Jan to Dec
TBD | CAISO System | RE Gaskell West 3 | [12 empty] | South | FC | bar: Jan to Dec
TBD | CAISO System | RE Gaskell West 4 | [12 empty] | South | FC | bar: Jan to Dec
TBD | CAISO System | RE Gaskell West 5 | [12 empty] | South | FC | bar: Jan to Dec
TBD | Fresno | Van Der Kooi Dairy Digester | 0 | 0 | 0 | 0 | 0 | 0 | 0 | 0 | 0 | 0 | 0 | 0 | North | EO
TBD | Fresno | Verwey-Hanford Dairy Digester Genset #2 | 0 | 0 | 0 | 0 | 0 | 0 | 0 | 0 | 0 | 0 | 0 | 0 | North | EO
TBD | Fresno | Verwey-Hanford Dairy Digester III | 0 | 0 | 0 | 0 | 0 | 0 | 0 | 0 | 0 | 0 | 0 | 0 | North | EO
TBD | Fresno | Verwey Madera Dairy Digester Genset #2 | 0 | 0 | 0 | 0 | 0 | 0 | 0 | 0 | 0 | 0 | 0 | 0 | North | EO
TBD | NCNB | Napa Recycling Biomass Plant | 0 | 0 | 0 | 0 | 0 | 0 | 0 | 0 | 0 | 0 | 0 | 0 | North | EO
TBD | Fresno | David Tevelde Dairy Digester | 0 | 0 | 0 | 0 | 0 | 0 | 0 | 0 | 0 | 0 | 0 | 0 | North | EO
TBD | CAISO System | Dracker Solar Unit 4 | [12 empty] | South | FC |  | Deliverability status could be EO, PC or FC depending on deliverability assignment among units 2, 3 and 4. | bar: Jan to Dec
TBD | CAISO System | Avalon Dairy Digester | 0 | 0 | 0 | 0 | 0 | 0 | 0 | 0 | 0 | 0 | 0 | 0 | North | EO
TBD | Fresno | Chowchilla Dairy Power | 0 | 0 | 0 | 0 | 0 | 0 | 0 | 0 | 0 | 0 | 0 | 0 | North | EO
TBD | Fresno | RuAnn Dairy Digester | 0 | 0 | 0 | 0 | 0 | 0 | 0 | 0 | 0 | 0 | 0 | 0 | North | EO
TBD | Sierra | Lisa Boone Harris | 0 | 0 | 0 | 0 | 0 | 0 | 0 | 0 | 0 | 0 | 0 | 0 | North | EO
TBD | Fresno | Lone Oak Dairy Digester | 0 | 0 | 0 | 0 | 0 | 0 | 0 | 0 | 0 | 0 | 0 | 0 | North | EO
TBD | Fresno | WCW Generator 1 | 0 | 0 | 0 | 0 | 0 | 0 | 0 | 0 | 0 | 0 | 0 | 0 | North | EO
TBD |  | Blue Mountain Electric Company | [15 empty] | Unknown resource ID, Queue and/ or WDAT number | bar: Jan to Dec
TBD | Bay Area | Hummingbird Energy Storage | [12 empty] | North | ID to 100% |  | C11: Waiting for RNUs and DNUs per LGIA. | bar: Jan to Dec
TBD | Bay Area | Elkhorn Energy Storage | - | - | - | - | - | - | - | - | - | 182.5 | 182.5 | 182.5 | North | ID to 100% |  | C10: Waiting for RNUs and DNUs per LGIA.
TBD | LA Basin | Organic Energy Solutions | 0 | 0 | 0 | 0 | 0 | 0 | 0 | 0 | 0 | 0 | 0 | 0 | South | EO
TBD | Big Creek-Ventura | Antelope DSR 3 | [12 empty] | South | FC | bar: Jan to Dec
TBD | Big Creek-Ventura | Santa Barbara County Public Works Department | 0 | 0 | 0 | 0 | 0 | 0 | 0 | 0 | 0 | 0 | 0 | 0 | South | EO
TBD | CAISO System | Avalon Hybrid | [12 empty] | South | FC | bar: Jan to Dec
TBD | CAISO System | CalCity Solar I | 0 | 0 | 0 | 0 | 0 | 0 | 0 | 0 | 0 | 0 | 0 | 0 | South | EO
TBD | LA Basin | Stanton Energy Reliability Center, LLC | [12 empty] | South | FC | bar: Jan to Dec
TBD | LA Basin | Stanton Energy Reliability Center, LLC | [12 empty] | South | FC | bar: Jan to Dec
TBD |  | AltaGas Power Holdings (U.S.) Inc. | [15 empty] | Unknown resource ID, Queue and/ or WDAT number | bar: Jan to Dec
TBD |  | The Procter & Gamble Paper Products Company | [15 empty] | Unknown resource ID, Queue and/ or WDAT number | bar: Jan to Dec
TBD | CAISO System | Victorville Energy Center | 0 | 0 | 0 | 0 | 0 | 0 | 0 | 0 | 0 | 0 | 0 | 0 | South | EO
TBD | CAISO System | Strauss Wind Energy | [12 empty] | North | FC | bar: Jan to Dec
TBD | Fresno | American Kings Solar | [12 empty] | North | FC | bar: Jan to Dec
TBD | Fresno | Slate | [12 empty] | North | ID to 100% |  | C8: Waiting for Bellota-Warnerville 230 kV reconductoring and possibly other (PV: 50.50 MW, ESS: 0.00 MW) | bar: Jan to Dec
TBD | Fresno | Slate 2 | [12 empty] | North | ID to 100% |  | Hybrid - C8: Waiting for Bellota-Warnerville 230 kV reconductoring and possibly other (PV: 93.00 MW, ESS: 46.50 MW) | bar: Jan to Dec
TBD | Fresno | Slate 3 | [12 empty] | North | ID to 100% |  | Hybrid - C8: Waiting for Bellota-Warnerville 230 kV reconductoring and possibly other (PV: 67.50 MW, ESS: 33.75 MW) | bar: Jan to Dec
TBD | CAISO System | Sun Streams Solar 2 | [12 empty] | South | ID to 100% |  | Waiting for Desert Area upgrades. | bar: Jan to Dec
TBD | San Diego-IV | Valley Center Renewable | 0 | 0 | 0 | 0 | 0 | 0 | 0 | 0 | 0 | 0 | 0 | 0 | South | ID to 0% |  | Not included in the 2021 NQC study due to COD.
TBD | CAISO System | Aquamarine Westside | [12 empty] | North | ID to 100% |  | C8: Waiting for RNUs and DNUs per LGIA. | bar: Jan to Dec
TBD | CAISO System | Maverick 6 (Almasol Generating Station 6) | 0 | 0 | 0 | 0 | 0 | 0 | 0 | 0 | 0 | 0 | 0 | 0 | South | ID to 0% |  | Hybrid - Waiting for WOD upgrade; Not included in the 2021 NQC study due to COD.
TBD | CAISO System | Maverick 7 (Almasol Generation Station 7) | 0 | 0 | 0 | 0 | 0 | 0 | 0 | 0 | 0 | 0 | 0 | 0 | South | ID to 0% |  | Hybrid - Waiting for WOD upgrade; Not included in the 2021 NQC study due to COD.
TBD | CAISO System | Maverick 8 (Almasol Generation Station 8) | 0 | 0 | 0 | 0 | 0 | 0 | 0 | 0 | 0 | 0 | 0 | 0 | South | ID to 0% |  | Hybrid - Waiting for WOD upgrade; Not included in the 2021 NQC study due to COD.
TBD | Big Creek-Ventura | Luna | [12 empty] | South | ID to 100% |  | Waiting for Tehachapi cRAS | bar: Jan to Dec
TBD | CAISO System | Sanborn | [12 empty] | South | ID to 100% |  | Waiting for Tehachapi cRAS | bar: Jan to Dec
TBD | CAISO System | High Desert | [12 empty] | South | FC |  | HIDSRT_2_UNITS will be reduced in order for this resource to be FC (limited to 850 MW total). HIDSRT_2_UNITS monthly values already pre-adjusted for Aug-Dec. | bar: Jan to Dec
TBD | CAISO system | Cal Flats BESS | 0 | 0 | 0 | 0 | 0 | 0 | 0 | 60 | 60 | 60 | 60 | 60 | North | FC |  | CALFTN_2_SOLAR will become PCDS to 82% when BESS becomes FC. CALFTN_2_SOLAR monthly values already pre-adjusted to 82% for Aug-Dec.
TBD | Bay Area | Black Diamond Energy Storage | [12 empty] | North | ID to 100% |  | C8: Waiting for RNU and DNU per LGIA | bar: Jan to Dec
TBD | Bay Area | SunRun -Bay Area LIP | 0.7 | 0.7 | 0.7 | 0.7 | 0.7 | 0.7 | 0.7 | 0.7 | 0.7 | 0.7 | 0.7 | 0.7 | North | FC |  | Maximum agregated PDRR by provider
TBD | Fresno | SunRun - Fresno LIP | 0.1 | 0.1 | 0.1 | 0.1 | 0.1 | 0.1 | 0.1 | 0.1 | 0.1 | 0.1 | 0.1 | 0.1 | North | FC |  | Maximum agregated PDRR by provider
TBD | NCNB | SunRun -NCNB LIP | 0.2 | 0.2 | 0.2 | 0.2 | 0.2 | 0.2 | 0.2 | 0.2 | 0.2 | 0.2 | 0.2 | 0.2 | North | FC |  | Maximum agregated PDRR by provider
TBD | Sierra | SunRun -Sierra LIP | 0.13 | 0.13 | 0.13 | 0.13 | 0.13 | 0.13 | 0.13 | 0.13 | 0.13 | 0.13 | 0.13 | 0.13 | North | FC |  | Maximum agregated PDRR by provider
TBD | Stockton | SunRun -Stockton LIP | 0.1 | 0.1 | 0.1 | 0.1 | 0.1 | 0.1 | 0.1 | 0.1 | 0.1 | 0.1 | 0.1 | 0.1 | North | FC |  | Maximum agregated PDRR by provider
TBD | CAISO System | SunRun - PGE System LIP | 0.3 | 0.3 | 0.3 | 0.3 | 0.3 | 0.3 | 0.3 | 0.3 | 0.3 | 0.3 | 0.3 | 0.3 | North | FC |  | Maximum agregated PDRR by provider
TBD | LA Basin | SunRun - LA Basin LIP | 0.8 | 0.8 | 0.8 | 0.8 | 0.8 | 0.8 | 0.8 | 0.8 | 0.8 | 0.8 | 0.8 | 0.8 | South | FC |  | Maximum agregated PDRR by provider
TBD | Big Creek-Ventura | SunRun - BCV LIP | 0.59 | 0.59 | 0.59 | 0.59 | 0.59 | 0.59 | 0.59 | 0.59 | 0.59 | 0.59 | 0.59 | 0.59 | South | FC |  | Maximum agregated PDRR by provider
TBD | CAISO System | SunRun - SCE System LIP | 0.17 | 0.17 | 0.17 | 0.17 | 0.17 | 0.17 | 0.17 | 0.17 | 0.17 | 0.17 | 0.17 | 0.17 | South | FC |  | Maximum agregated PDRR by provider
TBD | San Diego-IV | SunRun - San Diego-IV LIP | 1.1 | 1.1 | 1.1 | 1.1 | 1.1 | 1.1 | 1.1 | 1.1 | 1.1 | 1.1 | 1.1 | 1.1 | South | FC |  | Maximum agregated PDRR by provider
TBD | Bay Area | Leapfrog -Bay Area LIP | 20.59 | 20.91 | 21.03 | 21.78 | 23.01 | 25.04 | 25.57 | 25.27 | 25.51 | 23.26 | 21.19 | 20.94 | North | FC |  | Maximum agregated PDRR by provider
TBD | Fresno | Leapfrog - Fresno LIP | 8.64 | 8.6 | 8.74 | 9.35 | 9.64 | 9.95 | 9.96 | 9.88 | 9.82 | 9.42 | 8.76 | 8.64 | North | FC |  | Maximum agregated PDRR by provider
TBD | NCNB | Leapfrog -NCNB LIP | 1.8 | 1.85 | 1.89 | 2.17 | 3.65 | 4.67 | 5.16 | 4.89 | 4.47 | 2.94 | 1.91 | 1.88 | North | FC |  | Maximum agregated PDRR by provider
TBD | Sierra | Leapfrog -Sierra LIP | 1.23 | 1.23 | 1.28 | 1.75 | 2.86 | 3.59 | 3.75 | 3.5 | 3.23 | 2.03 | 1.27 | 1.24 | North | FC |  | Maximum agregated PDRR by provider
TBD | Stockton | Leapfrog -Stockton LIP | 1.16 | 1.18 | 1.24 | 1.65 | 2.4 | 2.91 | 3.11 | 2.9 | 2.74 | 1.86 | 1.23 | 1.18 | North | FC |  | Maximum agregated PDRR by provider
TBD | CAISO System | Leapfrog - PGE System LIP | 4.86 | 4.82 | 5.02 | 5.79 | 7.3 | 8.15 | 8.39 | 8.07 | 7.74 | 6.27 | 4.96 | 4.88 | North | FC |  | Maximum agregated PDRR by provider
TBD | Humboldt | Leapfrog - Humboldt LIP | 0.6 | 0.68 | 0.69 | 2.15 | 2.8 | 3.63 | 3.62 | 3.42 | 3.19 | 2.18 | 0.68 | 0.62 | North | FC |  | Maximum agregated PDRR by provider
TBD | Kern | Leapfrog - Kern LIP | 0.6 | 0.68 | 0.69 | 2.15 | 2.8 | 3.63 | 3.62 | 3.42 | 3.19 | 2.18 | 0.68 | 0.62 | North | FC |  | Maximum agregated PDRR by provider
TBD | LA Basin | Leapfrog - LA Basin LIP | 21.6 | 21.92 | 21.88 | 22.03 | 21.85 | 21.38 | 21.14 | 20.74 | 21.27 | 21.65 | 22.1 | 21.55 | South | FC |  | Maximum agregated PDRR by provider
TBD | Big Creek-Ventura | Leapfrog - BCV LIP | 6.55 | 6.71 | 6.74 | 6.47 | 6.47 | 6.38 | 6.32 | 6.28 | 6.28 | 6.38 | 6.7 | 6.55 | South | FC |  | Maximum agregated PDRR by provider
TBD | CAISO System | Leapfrog - SCE System LIP | 2.42 | 2.42 | 2.45 | 2.38 | 2.33 | 2.29 | 2.28 | 2.29 | 2.31 | 2.38 | 2.44 | 2.43 | South | FC |  | Maximum agregated PDRR by provider
TBD | San Diego-IV | Leapfrog - San Diego-IV LIP | 6.06 | 6.04 | 6.14 | 6.22 | 6.14 | 6.25 | 6.11 | 5.93 | 5.72 | 6.04 | 6.25 | 6.06 | South | FC |  | Maximum agregated PDRR by provider
TBD | San Diego-IV | OhmConnect - San Diego-IV LIP | 2.3 | 2.38 | 2.77 | 4.01 | 3.81 | 6.19 | 7.44 | 8.95 | 11.84 | 6.06 | 4.56 | 3.77 | South | FC |  | Maximum agregated PDRR by provider
TBD | Bay Area | OhmConnect -Bay Area LIP | 4.56 | 4.93 | 5.38 | 7.86 | 7.2 | 14.42 | 17.16 | 17.22 | 18.36 | 8.6 | 7.94 | 7.97 | North | FC |  | Maximum agregated PDRR by provider
TBD | Fresno | OhmConnect - Fresno LIP | 1.19 | 1.39 | 1.55 | 7.1 | 10.34 | 19.35 | 21.94 | 22.21 | 23.04 | 10.07 | 2.72 | 2.59 | North | FC |  | Maximum agregated PDRR by provider
TBD | NCNB | OhmConnect -NCNB LIP | 0.76 | 0.82 | 0.89 | 1.19 | 1.4 | 2.4 | 2.91 | 2.86 | 2.85 | 1.37 | 1.33 | 1.38 | North | FC |  | Maximum agregated PDRR by provider
TBD | Sierra | OhmConnect -Sierra LIP | 1.23 | 1.33 | 1.45 | 2.81 | 4.13 | 7.45 | 8.29 | 8.16 | 8.34 | 3.32 | 2.23 | 2.3 | North | FC |  | Maximum agregated PDRR by provider
TBD | Stockton | OhmConnect -Stockton LIP | 0.4 | 0.45 | 0.51 | 0.88 | 1.44 | 3 | 3.36 | 3.42 | 3.76 | 1.5 | 0.93 | 0.95 | North | FC |  | Maximum agregated PDRR by provider
TBD | CAISO System | OhmConnect - PGE System LIP | 1.46 | 1.64 | 1.84 | 3.81 | 5.39 | 10.01 | 12.18 | 12.19 | 12.7 | 5.18 | 3.11 | 3.2 | North | FC |  | Maximum agregated PDRR by provider
TBD | Humboldt | OhmConnect - Humboldt LIP | 0.16 | 0.17 | 0.17 | 0.19 | 0.21 | 0.16 | 0.17 | 0.18 | 0.18 | 0.23 | 0.23 | 0.24 | North | FC |  | Maximum agregated PDRR by provider
TBD | Kern | OhmConnect - Kern LIP | 0.45 | 0.58 | 0.65 | 3.13 | 4.27 | 8.16 | 8.07 | 8.22 | 9.55 | 4.45 | 1.06 | 0.95 | North | FC |  | Maximum agregated PDRR by provider
TBD | LA Basin | OhmConnect - LA Basin LIP | 2.68 | 3.11 | 3.48 | 7.32 | 9.14 | 16.35 | 22.23 | 25.04 | 22.27 | 13.12 | 6.83 | 4.88 | South | FC |  | Maximum agregated PDRR by provider
TBD | Big Creek-Ventura | OhmConnect - BCV LIP | 1.04 | 1.2 | 1.3 | 3.9 | 4.06 | 5.23 | 8.47 | 9.56 | 7.58 | 5.42 | 4.17 | 1.76 | South | FC |  | Maximum agregated PDRR by provider
TBD | CAISO System | OhmConnect - SCE System LIP | 0.28 | 0.35 | 0.41 | 0.95 | 1.25 | 1.72 | 2.26 | 2.31 | 1.88 | 1.08 | 0.83 | 0.41 | South | FC |  | Maximum agregated PDRR by provider
TBD | CAISO System | Cpower - PGE System DRAM | 0 | 0 | 0 | 0 | 8 | 9 | 10 | 10 | 10 | 9 | 0 | 0 | North | FC |  | Maximum agregated PDRR by provider
TBD | CAISO System | Enel X - PGE System DRAM | 1.75 | 1.75 | 1.75 | 1.75 | 1.75 | 1.75 | 1.75 | 1.75 | 1.75 | 1.75 | 1.75 | 1.75 | North | FC |  | Maximum agregated PDRR by provider
TBD | CAISO System | Leapfrog - PGE System DRAM | 12 | 12 | 12 | 12 | 20 | 20 | 20 | 20 | 20 | 20 | 12 | 12 | North | FC |  | Maximum agregated PDRR by provider
TBD | CAISO System | OhmConnect - PGE System DRAM | 6.35 | 6.35 | 7.65 | 10.2 | 12.75 | 25.49 | 25.49 | 25.49 | 25.49 | 11.45 | 7.65 | 7.65 | North | FC |  | Maximum agregated PDRR by provider
TBD | CAISO System | Stem - PGE System DRAM | 5.7 | 5.7 | 5.7 | 5.7 | 5.7 | 5.7 | 5.7 | 5.7 | 5.7 | 5.7 | 5.7 | 5.7 | North | FC |  | Maximum agregated PDRR by provider
TBD | CAISO System | Voltus - PGE System DRAM | 18 | 18 | 18 | 18 | 18 | 19 | 20 | 20 | 20 | 19 | 18 | 18 | North | FC |  | Maximum agregated PDRR by provider
TBD | CAISO System | Leapfrog - SDGE DRAM | 12 | 12 | 12.4 | 12.4 | 12.4 | 13 | 13 | 13 | 13 | 13 | 12 | 12 | South | FC |  | Maximum agregated PDRR by provider
TBD | San Diego-IV | OhmConnect - San Diego-IV DRAM | 1.87 | 1.87 | 1.87 | 2.5 | 2.5 | 4.41 | 6.29 | 6.29 | 6.29 | 3.79 | 2.5 | 2.5 | South | FC |  | Maximum agregated PDRR by provider
TBD | CAISO System | Enerwise - SCE System DRAM | 0 | 0 | 0 | 0 | 6.4 | 7.2 | 8 | 8 | 8 | 7.2 | 0 | 0 | South | FC |  | Maximum agregated PDRR by provider
TBD | CAISO System | Leapfrog - SCE System DRAM | 38 | 38 | 38 | 38 | 45 | 45 | 45 | 45 | 45 | 45 | 38 | 38 | South | FC |  | Maximum agregated PDRR by provider
TBD | CAISO System | OhmConnect- SCE System DRAM | 1.35 | 1.35 | 1.35 | 2.73 | 3.63 | 6.81 | 9.06 | 9.06 | 9.06 | 4.53 | 2.73 | 2.28 | South | FC |  | Maximum agregated PDRR by provider
TBD | CAISO System | Voltus - SCE System DRAM | 22.25 | 22.25 | 22.25 | 22.25 | 22.25 | 30.25 | 38 | 38 | 38 | 30.25 | 22.25 | 22.25 | South | FC |  | Maximum agregated PDRR by provider
TBD | Bay Area | Dallas Energy Storage 4 | - | - | - | - | - | 100 | 100 | 100 | 100 | 100 | 100 | 100 | North | ID to 100% |  | C11: Waiting for RNUs and DNUs per LGIA.
VISTRA_5_DALBT1 | Bay Area | Dallas Energy Storage | 100 | 100 | 100 | 100 | 100 | 100 | 100 | 100 | 100 | 100 | 100 | 100 | North | ID to 100% |  | C11: Waiting for RNUs and DNUs per LGIA.
VISTRA_5_DALBT2 | Bay Area | Dallas Energy Storage 2 | 100 | 100 | 100 | 100 | 100 | 100 | 100 | 100 | 100 | 100 | 100 | 100 | North | ID to 100% |  | C11: Waiting for RNUs and DNUs per LGIA.
VISTRA_5_DALBT3 | Bay Area | Dallas Energy Storage 3 | 100 | 100 | 100 | 100 | 100 | 100 | 100 | 100 | 100 | 100 | 100 | 100 | North | ID to 100% |  | C11: Waiting for RNUs and DNUs per LGIA.
TBD | LA Basin | Orange County Energy Storage 1 LLC | [12 empty] | South | FC | bar: Jan to Dec
TBD | LA Basin | Orange County Energy Storage 2 LLC | [12 empty] | South | FC | bar: Jan to Dec
TBD | LA Basin | Orange County Energy Storage 3 LLC | [12 empty] | South | FC | bar: Jan to Dec
JOHANN_2_JOSBT1 | LA Basin | Hecate Energy Johanna Facility LLC | [12 empty] | South | FC | bar: Jan to Dec
JOHANN_2_JOSBT2 | LA Basin | Hecate Energy Johanna Facility LLC | [12 empty] | South | FC | bar: Jan to Dec
TBD | Big Creek-Ventura | Silverstrand Grid, LLC | [12 empty] | South | ID to 100% |  | Waiting for Moorpark - Pardee upgrade | bar: Jan to Dec
GOLETA_2_VALBT1 | Big Creek-Ventura | Orni 34 LLC | [12 empty] | South | FC | bar: Jan to Dec
TBD | Big Creek-Ventura | Strata Saticoy, LLC | [12 empty] | South | ID to 100% |  | Waiting for Moorpark - Pardee upgrade | bar: Jan to Dec
TBD | Fresno | SP Tranquillity Solar Storage, LLC | 0 | 0 | 0 | 0 | 0 | 0 | 0 | 0 | 0 | 0 | 0 | 0 | North | EO |  | Year 2021 deliverability already allocated to TRNQLT_2_SOLAR and cannot be reduced per ISO Tariff.
TBD | CAISO System | SP Garland Solar Storage, LLC | [12 empty] | South | FC | bar: Jan to Dec
TBD | CAISO System | Edwards Sanborn Storage I, LLC | 0 | 0 | 0 | 0 | 0 | 0 | 0 | 0 | 0 | 0 | 0 | 0 | South | ID to 0% |  | Not included in the 2021 NQC study due to COD.
3 Interconnection studies and IAs that apply to the project

## 2021 Tech Factors
2021 ELCC Values and Technology Factors
Non-Dispatchable Solar, Wind, Biomass, Cogeneration, Geothermal, and
Hydro Technology Factors for Compliance Year 2021
Solar PV and Solar Thermal
| Month | CY 2021 Solar ELCC
| 1 | 4%
| 2 | 3%
| 3 | 18%
| 4 | 15%
| 5 | 16%
| 6 | 31%
| 7 | 39%
| 8 | 27%
| 9 | 14%
| 10 | 2%
| 11 | 2%
| 12 | 0%
Wind
| Month | CY 2021 Wind ELCC
| 1 | 14%
| 2 | 12%
| 3 | 28%
| 4 | 25%
| 5 | 25%
| 6 | 33%
| 7 | 23%
| 8 | 21%
| 9 | 15%
| 10 | 8%
| 11 | 12%
| 12 | 13%
Biomass
| Month | 2017 | 2018 | 2019 | Average
| 1 | 80.96% | 90.99% | 92.72% | 88.22%
| 2 | 92.27% | 89.28% | 91.51% | 91.02%
| 3 | 87.74% | 86.41% | 92.75% | 88.97%
| 4 | 80.41% | 84.6% | 89.64% | 84.88%
| 5 | 90.89% | 87.56% | 91.2% | 89.88%
| 6 | 94.2% | 91.16% | 94.68% | 93.35%
| 7 | 89% | 91.99% | 94.12% | 91.71%
| 8 | 96.51% | 93.03% | 92.72% | 94.08%
| 9 | 93.28% | 94.6% | 93.55% | 93.81%
| 10 | 85.5% | 88.19% | 88.59% | 87.43%
| 11 | 90.07% | 87.81% | 92.42% | 90.1%
| 12 | 90.78% | 91.68% | 92.64% | 91.7%
Cogeneration
| Month | 2017 | 2018 | 2019 | Average
| 1 | 76.56% | 82.97% | 88.11% | 82.55%
| 2 | 83.37% | 74.38% | 85.79% | 81.18%
| 3 | 74.77% | 74.77% | 86.63% | 78.73%
| 4 | 64.15% | 68.71% | 87.67% | 73.51%
| 5 | 77.41% | 80.1% | 81.94% | 79.82%
| 6 | 87.86% | 87.99% | 86.84% | 87.56%
| 7 | 85.75% | 80.81% | 86.81% | 84.46%
| 8 | 82.77% | 88.88% | 88.24% | 86.63%
| 9 | 84.81% | 78.86% | 86.1% | 83.26%
| 10 | 69.68% | 71.8% | 82.52% | 74.67%
| 11 | 82.71% | 74.57% | 90.53% | 82.6%
| 12 | 86.01% | 88.14% | 89.75% | 87.97%
Geothermal
| Month | 2017 | 2018 | 2019 | Average
| 1 | 96.59% | 93.94% | 98.38% | 96.3%
| 2 | 92.98% | 94.32% | 97.64% | 94.98%
| 3 | 85.05% | 90.32% | 94.75% | 90.04%
| 4 | 87.27% | 62.84% | 88.36% | 79.49%
| 5 | 80.28% | 71.41% | 94.86% | 82.18%
| 6 | 69.76% | 73.97% | 91.37% | 78.37%
| 7 | 84.11% | 90.99% | 93.87% | 89.66%
| 8 | 75.37% | 94.93% | 94.95% | 88.42%
| 9 | 77.89% | 93.16% | 91.05% | 87.37%
| 10 | 81.98% | 91.37% | 88.31% | 87.22%
| 11 | 93.04% | 95.05% | 97.34% | 95.14%
| 12 | 93.79% | 98.43% | 99.18% | 97.13%
Hydro
| Month | 2017 | 2018 | 2019 | Average
| 1 | 57.34% | 61.65% | 61.45% | 60.14%
| 2 | 67.34% | 64.72% | 63.18% | 65.08%
| 3 | 82.65% | 67.02% | 83.15% | 77.61%
| 4 | 76.73% | 71.57% | 77.76% | 75.36%
| 5 | 63.22% | 72.76% | 73.41% | 69.8%
| 6 | 76.74% | 71.81% | 68.07% | 72.21%
| 7 | 79.68% | 74.49% | 81.48% | 78.55%
| 8 | 72.33% | 70.23% | 72.78% | 71.78%
| 9 | 71.85% | 76.54% | 69.5% | 72.63%
| 10 | 64.19% | 69.76% | 69.18% | 67.71%
| 11 | 60.29% | 55.56% | 61.79% | 59.22%
| 12 | 74.53% | 59.2% | 66.6% | 66.77%
Please refer any questions regarding these tables to:
Simone Brant, CPUC, 415-703-5239, simone.brant@cpuc.ca.gov