## 2010 TAC Area Wind Factors
Wind Statewide Percentages by year |  |  |  |  | Solar Statewide Percentages by year
Month | 2006 | 2007 | 2008 | Average | Month | 2006 | 2007 | 2008 | Average
1 | 4.676% | 3.451% | 9.166% | 5.764% | 1 | 0.1776% | 0.2053% | 0.4983% | 0.2937%
2 | 3.154% | 8.731% | 4.887% | 5.591% | 2 | 0.6219% | 1.025% | 1.131% | 0.926%
3 | 15.37% | 11.54% | 18.79% | 15.24% | 3 | 1.508% | 2.932% | 6.56% | 3.667%
4 | 12.96% | 19.78% | 11.37% | 14.7% | 4 | 42.44% | 45.06% | 70.01% | 52.5%
5 | 14.28% | 20.81% | 18.96% | 18.02% | 5 | 67.19% | 84.2% | 73.4% | 74.93%
6 | 16.19% | 27.09% | 19.21% | 20.83% | 6 | 94.28% | 98.79% | 103.5% | 98.87%
7 | 9.333% | 17.1% | 15.65% | 14.03% | 7 | 82.79% | 97.96% | 100.6% | 93.8%
8 | 9.585% | 12.86% | 11.72% | 11.39% | 8 | 103.2% | 96.22% | 100.9% | 100.1%
9 | 4.868% | 10.01% | 3.599% | 6.158% | 9 | 80.57% | 88.43% | 92.36% | 87.12%
10 | 7.506% | 7.17% | 3.615% | 6.097% | 10 | 24.83% | 38.46% | 37.26% | 33.52%
11 | 3.83% | 4.346% | 3.205% | 3.794% | 11 | 0.04557% | 0.9568% | 0.1201% | 0.3741%
12 | 5.085% | 4.208% | 4.477% | 4.59% | 12 | 0.633% | 0.4727% | 2.275% | 1.127%
Please refer any questions regarding this table to either of the following two contacts.
Kevin Dudney, CPUC, 415-703-2557, kd1@cpuc.ca.gov
Daryl Metz, CEC, 916-654-4760, dmetz@energy.state.ca.us

## 2010 Final NQC Report
| CAISO Public Document 9/21/2009 |  |  | 2010 Final NQC Information
Resource ID | Resource Name | Path 26 | LCR Area | NQC | Jan | Feb | Mar | Apr | May | Jun | Jul | Aug | Sep | Oct | Nov | Dec | Max Deliverability Study MW | Calculation By:
ADLIN_1_UNITS | GEYSERS AIDLIN AGGREGATE | North | NCNB | 16 | 0 | 0 | 0 | 0 | 0 | 0 | 0 | 0 | 0 | 0 | 0 | 0 | 22 | ISO
AGRICO_6_PL3N5 | Fresno Peaker AG PL3N5 ICE5 | North | Fresno | 16 | 0 | 0 | 0 | 0 | 0 | 0 | 0 | 0 | 0 | 0 | 0 | 0 | 22.69 | ISO
AGRICO_7_UNIT | Fresno Cogen | North | Fresno | 50.5 | 0 | 0 | 0 | 0 | 0 | 0 | 0 | 0 | 0 | 0 | 0 | 0 | 50.6 | ISO
ALAMIT_7_UNIT 1 | ALAMITOS GEN STA. UNIT 1 | South | LA Basin | 174.56 | 0 | 0 | 0 | 0 | 0 | 0 | 0 | 0 | 0 | 0 | 0 | 0 | 174.56 | ISO
ALAMIT_7_UNIT 2 | ALAMITOS GEN STA. UNIT 2 | South | LA Basin | 175 | 0 | 0 | 0 | 0 | 0 | 0 | 0 | 0 | 0 | 0 | 0 | 0 | 175 | ISO
ALAMIT_7_UNIT 3 | ALAMITOS GEN STA. UNIT 3 | South | LA Basin | 332.18 | 0 | 0 | 0 | 0 | 0 | 0 | 0 | 0 | 0 | 0 | 0 | 0 | 332.18 | ISO
ALAMIT_7_UNIT 4 | ALAMITOS GEN STA. UNIT 4 | South | LA Basin | 335.67 | 0 | 0 | 0 | 0 | 0 | 0 | 0 | 0 | 0 | 0 | 0 | 0 | 335.67 | ISO
ALAMIT_7_UNIT 5 | ALAMITOS GEN STA. UNIT 5 | South | LA Basin | 497.97 | 0 | 0 | 0 | 0 | 0 | 0 | 0 | 0 | 0 | 0 | 0 | 0 | 497.97 | ISO
ALAMIT_7_UNIT 6 | ALAMITOS GEN STA. UNIT 6 | South | LA Basin | 495 | 0 | 0 | 0 | 0 | 0 | 0 | 0 | 0 | 0 | 0 | 0 | 0 | 495 | ISO
ALAMO_6_UNIT | ALAMO POWER PLANT | South | Big Creek-Ventura | 16 | 0 | 0 | 0 | 0 | 0 | 0 | 0 | 0 | 0 | 0 | 0 | 0 | 16 | ISO
ALMEGT_1_UNIT 1 | ALAMEDA GT UNIT 1 | North | Bay Area | 23.8 | 0 | 0 | 0 | 0 | 0 | 0 | 0 | 0 | 0 | 0 | 0 | 0 | 23.8 | ISO
ALMEGT_1_UNIT 2 | ALAMEDA GT UNIT 2 | North | Bay Area | 24.4 | 0 | 0 | 0 | 0 | 0 | 0 | 0 | 0 | 0 | 0 | 0 | 0 | 25.4 | ISO
ALTMID_2_UNIT 1 | ALTAMONT MIDWAY LTD. | North | CAISO System |  | 0.14 | 0.09 | 0.73 | 1.3 | 2.32 | 2.32 | 2.45 | 1.46 | 1.66 | 0.61 | 0.04 | 0.02 | 56.2 | ISO
ANAHM_7_CT | ANAHEIM COMBUSTION TURBINE | South | LA Basin | 46 | 0 | 0 | 0 | 0 | 0 | 0 | 0 | 0 | 0 | 0 | 0 | 0 | 46 | ISO
ANTLPE_2_QF | ANTELOPE QFS | South | Big Creek-Ventura | 0 | 40.38 | 31.69 | 99.98 | 102.67 | 70.26 | 99.25 | 65.04 | 49.66 | 26.93 | 34.1 | 25.04 | 30.01 | 346.03 | CPUC
APEX_2_MIRDYN | APEX_2_MIRDYN | North | CAISO Import |  | 531.86 | 531.86 | 531.86 | 524 | 508 | 513 | 505 | 505 | 508 | 520 | 531.86 | 531.86 | 531.86 | ISO
ARCOGN_2_UNITS | WATSON COGENERATION COMPANY | South | LA Basin | 313.61 | 0 | 0 | 0 | 0 | 0 | 0 | 0 | 0 | 0 | 0 | 0 | 0 | 416.6 | CPUC
BALCHS_7_UNIT 1 | BALCH 1 PH UNIT 1 | North | Fresno | 0 | 34 | 34 | 34 | 34 | 34 | 34 | 34 | 34 | 34 | 34 | 34 | 34 | 34 | CPUC
BALCHS_7_UNIT 2 | BALCH 2 PH UNIT 2 | North | Fresno | 0 | 52.5 | 52.5 | 52.5 | 52.5 | 52.5 | 52.5 | 52.5 | 52.5 | 52.5 | 52.5 | 52.5 | 52.5 | 52.5 | CPUC
BALCHS_7_UNIT 3 | BALCH 2 PH UNIT 3 | North | Fresno | 0 | 52.5 | 52.5 | 52.5 | 52.5 | 52.5 | 52.5 | 52.5 | 52.5 | 52.5 | 52.5 | 52.5 | 52.5 | 54.6 | CPUC
BANKPP_2_NSPIN | BANKPP_2_NSPIN | North | Bay Area | 157 | 0 | 0 | 0 | 0 | 0 | 0 | 0 | 0 | 0 | 0 | 0 | 0 | 270 | ISO
BARRE_2_QF | BARRE QFS | South | LA Basin |  | 0 | 0 | 0 | 0 | 0 | 0 | 0 | 0 | 0 | 0 | 0 | 0 | 0.2 | ISO
BARRE_6_PEAKER | BARRE_6_PEAKER | South | LA Basin | 45.38 | 0 | 0 | 0 | 0 | 0 | 0 | 0 | 0 | 0 | 0 | 0 | 0 | 47 | ISO
BASICE_2_UNITS | CALPINE AMERICAN I COGEN. | North | CAISO System | 110.97 | 0 | 0 | 0 | 0 | 0 | 0 | 0 | 0 | 0 | 0 | 0 | 0 | 135 | CPUC
BDGRCK_1_UNITS | BADGER CREEK LIMITED | North | Kern | 41.98 | 0 | 0 | 0 | 0 | 0 | 0 | 0 | 0 | 0 | 0 | 0 | 0 | 55.3 | CPUC
BEARCN_2_UNITS | GEYSERS BEAR CANYON AGGREGATE | North | NCNB | 13 | 0 | 0 | 0 | 0 | 0 | 0 | 0 | 0 | 0 | 0 | 0 | 0 | 22 | ISO
BEARDS_7_UNIT 1 | BEARDSLEY HYDRO | North | Stockton |  | 0.63 | 0.42 | 0.43 | 5.47 | 5.93 | 7.05 | 8.35 | 8.36 | 6.46 | 2.16 | 2.04 | 3.91 | 11.5 | ISO
BEARMT_1_UNIT | BEAR MOUNTAIN LIMITED | North | Kern | 44.41 | 0 | 0 | 0 | 0 | 0 | 0 | 0 | 0 | 0 | 0 | 0 | 0 | 55.3 | CPUC
BELDEN_7_UNIT 1 | BELDEN HYDRO | North | Sierra | 0 | 115 | 115 | 115 | 115 | 115 | 115 | 115 | 115 | 115 | 115 | 115 | 115 | 119 | CPUC
BIGCRK_2_EXESWD | BIG CREEK HYDRO PROJECT PSP | South | Big Creek-Ventura | 0 | 765.6 | 765.6 | 765.6 | 765.6 | 792.6 | 792.6 | 792.6 | 792.6 | 765.6 | 765.6 | 765.6 | 765.6 | 821 | CPUC
BIOMAS_1_UNIT 1 | WOODLAND BIOMASS | North | Sierra | 20.78 |  | 0 | 0 | 0 | 0 | 0 | 0 | 0 | 0 | 0 | 0 | 0 | 28.8 | ISO
BISHOP_1_ALAMO | BISHOP CREEK PLANT 2 AND 6 | South | CAISO System | 0 | 2.56 | 2.72 | 2.99 | 4.59 | 4.02 | 4.72 | 6.41 | 8.45 | 8.01 | 8.02 | 6.27 | 5.98 | 14.18 | CPUC
BISHOP_1_UNITS | BISHOP CREEK PLANT 3 AND 4 | South | CAISO System | 0 | 3.75 | 3.63 | 4 | 6.85 | 9.56 | 11.34 | 12.83 | 10.57 | 9.73 | 9.7 | 5.48 | 8.69 | 15.9 | CPUC
BLACK_7_UNIT 1 | JAMES B. BLACK 1 | North | CAISO System | 0 | 91.03 | 91 | 91.33 | 92.7 | 93.64 | 93.72 | 93.5 | 92.73 | 92.24 | 91.41 | 91.06 | 91.49 | 85 | CPUC
BLACK_7_UNIT 2 | JAMES B. BLACK 2 | North | CAISO System | 0 | 90.99 | 90.96 | 91.3 | 92.71 | 93.67 | 93.76 | 93.54 | 92.74 | 92.23 | 91.37 | 91.03 | 91.45 | 84.1 | CPUC
BLCKBT_2_STONEY | BLACK BUTTE HYDRO | North | CAISO System |  | 1.8 | 1.6 | 1.3 | 3.5 | 2.7 | 1.7 | 1.6 | 1.5 | 1.5 | 1.5 | 2.1 | 1.3 | 6.2 | ISO
BLHVN_7_MENLOP | GAS RECOVERY SYS. (MENLO PARK) | North | Bay Area | 1.51 | 0 | 0 | 0 | 0 | 0 | 0 | 0 | 0 | 0 | 0 | 0 | 0 | 2.6 | CPUC
BLM_2_UNITS | COSO ENERGY DEVELOPERS (BLM) | South | CAISO System | 63.7 | 0 | 0 | 0 | 0 | 0 | 0 | 0 | 0 | 0 | 0 | 0 | 0 | 100.73 | ISO
BNNIEN_7_ALTAPH | ALTA POWER HOUSE | North | Sierra | 0 | 0.35 | 0.27 | 0.34 | 0.28 | 0.12 | 0.34 | 0.56 | 0.58 | 0.57 | 0.92 | 0.43 | 0.28 | 2 | CPUC
BOGUE_1_UNITA1 | Feather River Energy Center, Unit #1 | North | Sierra |  | 46.3 | 46.3 | 46.3 | 46.3 | 46.3 | 46 | 45 | 45 | 45 | 46.3 | 46.3 | 46.3 | 46.3 | ISO
BORDEN_2_QF | SMALL QF AGGREGATION - MADERA | North | Fresno | 0.93 | 0 | 0 | 0 | 0 | 0 | 0 | 0 | 0 | 0 | 0 | 0 | 0 | 2.85 | CPUC
BORDER_6_UNITA1 | CalPeak Power - Border LLC | South | San Diego | 43.8 | 0 | 0 | 0 | 0 | 0 | 0 | 0 | 0 | 0 | 0 | 0 | 0 | 48.98 | ISO
BOWMN_6_UNIT | BOWMAN | North | Sierra | 0 | 0.32 | 0.45 | 1.14 | 0.32 | 0.16 | 0.64 | 2.48 | 2.44 | 1.58 | 0.58 | 0.2 | 0.3 | 6.25 | CPUC
BRDGVL_7_BAKER | BAKER STATION ASSOCIATES, LP HYDRO | North | Humboldt | 0 | 0.88 | 1.39 | 0.9 | 0.42 | 0.08 | 0 | 0 | 0 | 0 | 0 | 0.45 | 0.39 | 2.5 | CPUC
BRDSLD_2_HIWIND | High Winds Energy Center | North | Bay Area | 0 | 5.14 | 6.74 | 14.94 | 13.45 | 47.62 | 53.15 | 44.25 | 36.54 | 10.43 | 5.5 | 3.83 | 4.47 | 162 | CPUC
BRDSLD_2_SHILO1 | Shiloh I Wind Project | North | Bay Area | 0 | 7.7 | 10.86 | 21.94 | 23.02 | 50.57 | 53.67 | 47.77 | 37.36 | 16.1 | 7.18 | 5.25 | 7.21 | 150 | CPUC
BRDSLD_2_SHILO2 | SHILOH WIND PROJECT 2 | North | Bay Area |  | 0 | 4 | 4.1 | 13.2 | 18.4 | 33.1 | 34.1 | 35.2 | 23.6 | 26.3 | 14 | 7.1 | 150 | ISO
BRDWAY_7_UNIT 3 | BROADWAY UNIT 3 | South | LA Basin | 65 | 0 | 0 | 0 | 0 | 0 | 0 | 0 | 0 | 0 | 0 | 0 | 0 | 65 | ISO
BUCKCK_7_OAKFLT | Oak Flat | North | Sierra | 0 | 0.55 | 0.58 | 0.57 | 0.69 | 1.15 | 1.1 | 1.14 | 1.13 | 0.47 | 0.54 | 0.52 | 0.51 | 1.3 | CPUC
BUCKCK_7_PL1X2 | BUCKS CREEK AGGREGATE | North | Sierra | 0 | 58 | 58 | 58 | 58 | 58 | 58 | 58 | 58 | 58 | 58 | 58 | 58 | 59 | CPUC
BUCKWD_7_WINTCV | Wintec Energy, Ltd. | South | LA Basin | 0 | 0.06 | 0.1 | 0.36 | 0.3 | 0.33 | 0.47 | 0.12 | 0.14 | 0.13 | 0.11 | 0.05 | 0.05 | 1.32 | CPUC
BULLRD_7_SAGNES | SAINT AGNES MED. CTR | North | Fresno | 0 | 0 | 0 | 0 | 0 | 0 | 0 | 0 | 0 | 0 | 0 | 0 | 0 | 2.8 | CPUC
BURNYF_2_UNIT 1 | Burney Forest Power | North | CAISO System | 30.16 |  | 0 | 0 | 0 | 0 | 0 | 0 | 0 | 0 | 0 | 0 | 0 | 35.7 | ISO
BUTTVL_7_UNIT 1 | BUTT VALLEY HYDRO | North | CAISO System | 0 | 44.15 | 44.33 | 44.61 | 44.88 | 45.14 | 45.35 | 45.23 | 44.96 | 44.48 | 44.16 | 44.12 | 44.2 | 41 | CPUC
CABZON_1_WINDA1 | Cabazon Wind Project | South | LA Basin | 0 | 3.38 | 3.28 | 10.29 | 13.78 | 15.31 | 16.88 | 7.61 | 9.66 | 6.64 | 6.65 | 1.49 | 2.71 | 41 | CPUC
CALGEN_1_UNITS | COSO Finance Partners (Navy 1) | South | CAISO System | 72.29 | 0 | 0 | 0 | 0 | 0 | 0 | 0 | 0 | 0 | 0 | 0 | 0 | 92.2 | CPUC
CALPIN_1_AGNEW | GATX/CALPINE COGEN-AGNEWS INC. | North | Bay Area | 26.54 | 0 | 0 | 0 | 0 | 0 | 0 | 0 | 0 | 0 | 0 | 0 | 0 | 41.5 | CPUC
CAPMAD_1_UNIT 1 | CAPCO MADERA Power Plant | North | Fresno | 17 | 0 | 0 | 0 | 0 | 0 | 0 | 0 | 0 | 0 | 0 | 0 | 0 | 24 | ISO
CARBOU_7_PL2X3 | CARIBOU PH 1 UNIT 2 & 3 AGGREGATE | North | CAISO System | 0 | 48 | 48 | 48 | 48 | 48 | 48 | 48 | 48 | 48 | 48 | 48 | 48 | 49 | CPUC
CARBOU_7_PL4X5 | CARIBOU PH 2 UNIT 4 & 5 AGGREGATE | North | CAISO System | 0 | 120 | 120 | 120 | 120 | 120 | 120 | 120 | 120 | 120 | 120 | 120 | 120 | 122 | CPUC
CARBOU_7_UNIT 1 | CARIBOU PH 1 UNIT 1 | North | CAISO System | 0 | 24 | 24 | 24 | 24 | 24 | 24 | 24 | 24 | 24 | 24 | 24 | 24 | 24 | CPUC
CARDCG_1_UNITS | CARDINAL COGEN | North | Bay Area | 23.75 | 0 | 0 | 0 | 0 | 0 | 0 | 0 | 0 | 0 | 0 | 0 | 0 | 57.3 | CPUC
CBRLLO_6_PLSTP1 | POINT LOMA SEWAGE TREATMENT PLANT | South | San Diego | 2.12 | 0 | 0 | 0 | 0 | 0 | 0 | 0 | 0 | 0 | 0 | 0 | 0 | 5 | CPUC
CCRITA_7_RPPCHF | Rancho Penasquitos Hydro Facility | South | San Diego | 0 | 0.45649 | 0.15355 | 4.0963 | 2.8004 | 1.9211 | 2.7608 | 4.5054 | 3.9213 | 3.9765 | 2.1668 | 2.0048 | 1.0997 | 5.25 | CPUC
CDWR07_2_GEN | CDWR07_2_GEN | North | CAISO System | 446 | 0 | 0 | 0 | 0 | 0 | 0 | 0 | 0 | 0 | 0 | 0 | 0 | 456 | ISO
CEDRCK_6_UNIT | CEDRCK_6_UNIT | North | CAISO System | 0 | 0.18 | 0.22 | 0.47 | 0.6 | 0.7 | 0.25 | 0.13 | 0.08 | 0.08 | 0.09 | 0.14 | 0.11 | 1 | CPUC
CENTER_2_QF | CENTER QFS | South | LA Basin | 25.28 | 0 | 0 | 0 | 0 | 0 | 0 | 0 | 0 | 0 | 0 | 0 | 0 | 31 | CPUC
CENTER_2_RHONDO | MWD Rio Hondo Hydroelectric Recovery Pla | South | LA Basin | 1.91 | 0 | 0 | 0 | 0 | 0 | 0 | 0 | 0 | 0 | 0 | 0 | 0 | 1.91 | ISO
CENTER_6_PEAKER | CENTER_6_PEAKER | South | LA Basin | 44.57 | 0 | 0 | 0 | 0 | 0 | 0 | 0 | 0 | 0 | 0 | 0 | 0 | 47 | ISO
CENTRY_6_PL1X4 | CENTURY GENERATING PLANT (AGGREGATE) | South | LA Basin |  | 36 | 36 | 36 | 36 | 36 | 36 | 36 | 36 | 36 | 36 | 36 | 36 | 41.4 | ISO
CHALK_1_UNIT | CHALK CLIFF LIMITED | North | Kern | 43.74 | 0 | 0 | 0 | 0 | 0 | 0 | 0 | 0 | 0 | 0 | 0 | 0 | 55.1 | CPUC
CHEVCD_6_UNIT | CHEVRON USA (TAFT/CADET) | North | Kern | 0.43 | 0 | 0 | 0 | 0 | 0 | 0 | 0 | 0 | 0 | 0 | 0 | 0 | 11.5 | CPUC
CHEVCO_6_UNIT 1 | CHEVRON USA (COALINGA) | North | Fresno | 8.84 |  | 0 | 0 | 0 | 0 | 0 | 0 | 0 | 0 | 0 | 0 | 0 | 19 | ISO
CHEVCO_6_UNIT 2 | AERA ENERGY LLC. (COALINGA) | North | Fresno | 1.46 |  | 0 | 0 | 0 | 0 | 0 | 0 | 0 | 0 | 0 | 0 | 0 | 12.5 | ISO
CHEVCY_1_UNIT | CHEVRON USA (CYMRIC) | North | Kern | 5.53 | 0 | 0 | 0 | 0 | 0 | 0 | 0 | 0 | 0 | 0 | 0 | 0 | 24.3 | CPUC
CHEVMN_2_UNITS | CHEVRON U.S.A. UNITS 1 & 2 AGGREGATE | South | LA Basin | 3.19 | 0 | 0 | 0 | 0 | 0 | 0 | 0 | 0 | 0 | 0 | 0 | 0 | 85.31 | CPUC
CHICPK_7_UNIT 1 | CHICAGO PARK 1, BEAR RIVER CA | North | Sierra | 0 | 38 | 38 | 38 | 38 | 38 | 38 | 38 | 38 | 38 | 38 | 38 | 38 | 42 | CPUC
CHILLS_1_SYCLFL | SYCAMORE LANDFILL | South | San Diego | 0.52 | 0 | 0 | 0 | 0 | 0 | 0 | 0 | 0 | 0 | 0 | 0 | 0 | 5 | CPUC
CHILLS_7_UNITA1 | GAS RECOVERY SYS. (SYCAMORE CANYON) | South | San Diego | 2 | 0 | 0 | 0 | 0 | 0 | 0 | 0 | 0 | 0 | 0 | 0 | 0 | 2.5 | CPUC
CHINO_2_QF | CHINO QFS | South | LA Basin | 10.26 | 0 | 0 | 0 | 0 | 0 | 0 | 0 | 0 | 0 | 0 | 0 | 0 | 21.8 | CPUC
CHINO_6_CIMGEN | O.L.S. ENERGY COMPANY -- CHINO | South | LA Basin | 25.89 | 0 | 0 | 0 | 0 | 0 | 0 | 0 | 0 | 0 | 0 | 0 | 0 | 31.6 | CPUC
CHINO_6_SMPPAP | SIMPSON PAPER | South | LA Basin | 39.08 | 0 | 0 | 0 | 0 | 0 | 0 | 0 | 0 | 0 | 0 | 0 | 0 | 44 | CPUC
CHINO_7_MILIKN | MN Milliken Genco LLC | South | LA Basin | 1.9 | 0 | 0 | 0 | 0 | 0 | 0 | 0 | 0 | 0 | 0 | 0 | 0 | 1.9 | CPUC
CHWCHL_1_BIOMAS | Chow II Biomass to Energy | North | Fresno | 11.25 | 0 | 0 | 0 | 0 | 0 | 0 | 0 | 0 | 0 | 0 | 0 | 0 | 11.25 | CPUC
CHWCHL_1_UNIT | CHOW 2 PEAKER PLANT | North | Fresno | 48 | 0 | 0 | 0 | 0 | 0 | 0 | 0 | 0 | 0 | 0 | 0 | 0 | 48.6 | ISO
CLOVER_2_UNIT | MEGA HYDRO #1 (CLOVER CREEK) | North | CAISO System | 0 | 0.62 | 0.79 | 0.58 | 0.47 | 0.51 | 0.22 | 0.04 | 0 | 0 | 0.02 | 0.24 | 0.29 | 1.5 | CPUC
CLRKRD_6_COALCN | COAL CANYON HYDRO | North | CAISO System | 0 | 0.57 | 0.76 | 0.29 | 0.63 | 0.91 | 0.92 | 0.85 | 0.77 | 0.48 | 0.56 | 0.73 | 0.89 | 0.9 | CPUC
CLRKRD_6_LIMESD | Lime Saddle Hydro | North | CAISO System | 0 | 0.75 | 0.97 | 0.44 | 1.02 | 1.36 | 1.31 | 1.21 | 1.12 | 0.75 | 0.82 | 0.94 | 1.12 | 2 | CPUC
CLRMTK_1_QF | SMALL QF AGGREGATION - OAKLAND | North | Bay Area | 0 | 0 | 0 | 0 | 0 | 0 | 0 | 0 | 0 | 0 | 0 | 0 | 0 | 1.25 | CPUC
CNTRVL_6_UNIT | Centerville | North | CAISO System | 0 | 2.42 | 2.93 | 6.1 | 6.15 | 6.1 | 5.41 | 3.04 | 0.57 | 1.77 | 0.07 | 1.06 | 1.67 | 6.4 | CPUC
COCOPP_7_UNIT 6 | CONTRA COSTA UNIT 6 | North | Bay Area | 337 | 0 | 0 | 0 | 0 | 0 | 0 | 0 | 0 | 0 | 0 | 0 | 0 | 337 | ISO
COCOPP_7_UNIT 7 | CONTRA COSTA UNIT 7 | North | Bay Area | 337 | 0 | 0 | 0 | 0 | 0 | 0 | 0 | 0 | 0 | 0 | 0 | 0 | 337 | ISO
COGNAT_1_UNIT | POSDEF (COGEN NATIONAL) | North | CAISO System | 38.31 | 0 | 0 | 0 | 0 | 0 | 0 | 0 | 0 | 0 | 0 | 0 | 0 | 50.6 | CPUC
COLEMN_2_UNIT | Coleman | North | CAISO System | 0 | 6.84 | 7.5 | 11.05 | 11.79 | 11.35 | 9.85 | 7.06 | 5.86 | 3.33 | 5.84 | 6.43 | 6.78 | 13 | CPUC
COLGA1_6_SHELLW | COALINGA COGENERATION COMPANY | North | Fresno | 35.41 | 0 | 0 | 0 | 0 | 0 | 0 | 0 | 0 | 0 | 0 | 0 | 0 | 52.9 | CPUC
COLGAT_7_UNIT 1 | COLGATE HYDRO UNIT 1 | North | Sierra | 0 | 149.85 | 148.64 | 153.29 | 158.63 | 162.79 | 165.7 | 165.1 | 161.65 | 156.74 | 151.87 | 149.95 | 148.24 | 176.72 | CPUC
COLGAT_7_UNIT 2 | COLGATE HYDRO UNIT 2 | North | Sierra | 0 | 149.8 | 148.6 | 153.24 | 158.63 | 162.83 | 165.76 | 165.16 | 161.68 | 156.71 | 151.81 | 149.91 | 148.21 | 175.67 | CPUC
COLPIN_6_COLLNS | COLLINS PINE | North | CAISO System | 5.71 | 0 | 0 | 0 | 0 | 0 | 0 | 0 | 0 | 0 | 0 | 0 | 0 | 13.8 | CPUC
COLTON_6_AGUAM1 | AGUA MANSA UNIT 1 (CITY OF COLTON) | South | LA Basin | 43 | 0 | 0 | 0 | 0 | 0 | 0 | 0 | 0 | 0 | 0 | 0 | 0 | 43 | ISO
COLVIL_7_PL1X2 | COLLIERVILLE HYDRO UNIT 1 & 2 AGGREGATE | North | CAISO System | 246.86 | 0 | 0 | 0 | 0 | 0 | 0 | 0 | 0 | 0 | 0 | 0 | 0 | 246.86 | ISO
CONTAN_1_UNIT | CONTAINER CORP. OF AMERICA | North | Bay Area | 25.8 | 0 | 0 | 0 | 0 | 0 | 0 | 0 | 0 | 0 | 0 | 0 | 0 | 25.8 | CPUC
CONTRL_1_LUNDY | LUNDY | South | CAISO System | 0 | 0.33 | 0.38 | 0.92 | 0.23 | 0.62 | 1.06 | 1.44 | 1.2 | 0.92 | 0.36 | 0.34 | 0.28 | 3 | CPUC
CONTRL_1_OXBOW | OXBOW GEOTHERMAL CORPORATION | South | CAISO System | 54.42 | 0 | 0 | 0 | 0 | 0 | 0 | 0 | 0 | 0 | 0 | 0 | 0 | 64.7 | CPUC
CONTRL_1_POOLE | POOLE HYDRO PLANT 1 | South | CAISO System | 0 | 0.94 | 0.91 | 0.92 | 2.47 | 5.47 | 5.85 | 2.44 | 1.25 | 1.32 | 1.02 | 0.84 | 0.9 | 10.9 | CPUC
CONTRL_1_QF | CONTROL QFS | South | CAISO System | 17.75 | 0 | 0 | 0 | 0 | 0 | 0 | 0 | 0 | 0 | 0 | 0 | 0 | 41.8 | CPUC
CONTRL_1_RUSHCK | RUSH CREEK | South | CAISO System | 0 | 4.41 | 5.95 | 6.11 | 1.94 | 2.02 | 3.41 | 3.65 | 3.66 | 3.01 | 2.16 | 3 | 3.49 | 11.94 | CPUC
CORONS_6_CLRWTR | Clearwater Power Plant | South | LA Basin | 28 | 0 | 0 | 0 | 0 | 0 | 0 | 0 | 0 | 0 | 0 | 0 | 0 | 28 | ISO
COTTLE_2_FRNKNH | FRANKENHEIMER | North | CAISO System | 0 | 0 | 0 | 2.43 | 3.47 | 3.12 | 3.26 | 3.56 | 3.3 | 2.15 | 0 | 0 | 0 | 8.75 | CPUC
COVERD_2_QFUNTS | COVE ROAD HYDRO QF UNITS | North | CAISO System | 0 | 4.54 | 8.5 | 15.73 | 12.83 | 5.59 | 0.83 | 0 | 0 | 0 | 0 | 0.56 | 0.2 | 20.26 | CPUC
COWCRK_2_UNIT | Cow Creek Hydro | North | CAISO System | 0 | 0.76 | 0.97 | 1.87 | 1.95 | 1.93 | 0.78 | 0.3 | 0.19 | 0.23 | 0.38 | 0.71 | 0.84 | 2 | CPUC
CPSTNO_7_PRMADS | PRIMA DESCHECHA (CAPISTRANO) | South | San Diego | 6.1 | 0 | 0 | 0 | 0 | 0 | 0 | 0 | 0 | 0 | 0 | 0 | 0 | 6.1 | CPUC
CRESSY_1_PARKER | MERCED ID (PARKER) | North | Fresno | 0 | 0 | 0 | 0.18 | 0.83 | 1.03 | 1.37 | 1.46 | 0.98 | 0.44 | 0 | 0 | 0 | 3.75 | CPUC
CRESTA_7_PL1X2 | CRESTA PH UNIT 1 & 2 AGGREGATE | North | Sierra | 0 | 70 | 70 | 70 | 70 | 70 | 70 | 70 | 70 | 70 | 70 | 70 | 70 | 70.4 | CPUC
CRNEVL_6_CRNVA | Crane Valley | North | Fresno | 0 | 0.65 | 0.65 | 0.69 | 0.75 | 0.83 | 0.84 | 0.78 | 0.71 | 0.7 | 0.69 | 0.65 | 0.62 | 0.9 | CPUC
CRNEVL_6_SJQN 2 | SAN JOAQUIN 2 | North | Fresno | 0 | 3.2 | 3.2 | 3.2 | 3.2 | 3.2 | 3.2 | 3.2 | 3.2 | 3.2 | 3.2 | 3.2 | 3.2 | 3.2 | CPUC
CRNEVL_6_SJQN 3 | SAN JOAQUIN 3 | North | Fresno | 0 | 4.2 | 4.2 | 4.2 | 4.2 | 4.2 | 4.2 | 4.2 | 4.2 | 4.2 | 4.2 | 4.2 | 4.2 | 4.2 | CPUC
CROKET_7_UNIT | CROCKETT COGEN | North | Bay Area | 240 | 0 | 0 | 0 | 0 | 0 | 0 | 0 | 0 | 0 | 0 | 0 | 0 | 240 | CPUC
CRSTWD_6_KUMYAY | Kumeyaay Wind Farm | South | San Diego | 0 | 11.51 | 10.55 | 12.39 | 16.02 | 11.08 | 11.41 | 5.69 | 6.33 | 7.54 | 12.59 | 8.84 | 13.87 | 50 | CPUC
CSCCOG_1_UNIT 1 | SANTA CLARA CO-GEN | North | Bay Area | 6 |  | 0 | 0 | 0 | 0 | 0 | 0 | 0 | 0 | 0 | 0 | 0 | 7 | ISO
CSCGNR_1_UNIT 1 | GIANERA PEAKER UNIT 1 | North | Bay Area | 24 | 0 | 0 | 0 | 0 | 0 | 0 | 0 | 0 | 0 | 0 | 0 | 0 | 24.75 | ISO
CSCGNR_1_UNIT 2 | GIANERA PEAKER UNIT 2 | North | Bay Area | 24 | 0 | 0 | 0 | 0 | 0 | 0 | 0 | 0 | 0 | 0 | 0 | 0 | 24.75 | ISO
CSTRVL_7_PL1X2 | Marina Land Fill Gas | North | CAISO System | 2.6 | 0 | 0 | 0 | 0 | 0 | 0 | 0 | 0 | 0 | 0 | 0 | 0 | 3.03 | CPUC
CSTRVL_7_QFUNTS | Castroville QF Aggregate | North | CAISO System | 1.36 | 0 | 0 | 0 | 0 | 0 | 0 | 0 | 0 | 0 | 0 | 0 | 0 | 13.04 | CPUC
CTNWDP_1_QF | SMALL QF AGGREGATION - BURNEY | North | CAISO System | 0.75 | 0 | 0 | 0 | 0 | 0 | 0 | 0 | 0 | 0 | 0 | 0 | 0 | 1 | CPUC
CURIS_1_QF | SMALL QF AGGREGATION - MERCED | North | Stockton | 0.67 | 0 | 0 | 0 | 0 | 0 | 0 | 0 | 0 | 0 | 0 | 0 | 0 | 2 | CPUC
CWATER_7_UNIT 1 | COOLWATER GEN STA. UNIT 1 | South | CAISO System | 63 | 0 | 0 | 0 | 0 | 0 | 0 | 0 | 0 | 0 | 0 | 0 | 0 | 63 | ISO
CWATER_7_UNIT 2 | COOLWATER GEN STA. UNIT 2 | South | CAISO System | 81.5 | 0 | 0 | 0 | 0 | 0 | 0 | 0 | 0 | 0 | 0 | 0 | 0 | 81.5 | ISO
CWATER_7_UNIT 3 | COOLWATER STATION 3 AGGREGATE | South | CAISO System | 245.3 | 0 | 0 | 0 | 0 | 0 | 0 | 0 | 0 | 0 | 0 | 0 | 0 | 245.3 | ISO
CWATER_7_UNIT 4 | COOLWATER STATION 4 AGGREGATE | South | CAISO System | 245.9 | 0 | 0 | 0 | 0 | 0 | 0 | 0 | 0 | 0 | 0 | 0 | 0 | 245.9 | ISO
DAVIS_7_MNMETH | MM Yolo Power LLC | North | Sierra | 2.8 | 0 | 0 | 0 | 0 | 0 | 0 | 0 | 0 | 0 | 0 | 0 | 0 | 4 | CPUC
DEADCK_1_UNIT | DEADCK_1_UNIT | North | Sierra | 0 | 0.12 | 0.01 | 0.06 | 0.31 | 0.01 | 0 | 0 | 0 | 0 | 0 | 0 | 0 | 2 | CPUC
DEERCR_6_UNIT 1 | DEER CREEK | North | Sierra | 0 | 1.58 | 1.42 | 1.34 | 0.8 | 2.5 | 2.65 | 2.67 | 2.96 | 3.03 | 2.92 | 1.93 | 1.88 | 7 | CPUC
DELTA_2_PL1X4 | DELTA ENERGY CENTER AGGREGATE | North | Bay Area |  | 861.29 | 861.29 | 855 | 845 | 835 | 820 | 813 | 813 | 813 | 835 | 850 | 861.29 | 861.29 | ISO
DEVERS_1_QF | DEVERS QFS | South | LA Basin | 0 | 15.99 | 21.18 | 58.55 | 50.38 | 69.36 | 75.77 | 24.45 | 27.62 | 24.25 | 24.16 | 9.53 | 12.92 | 362.34 | CPUC
DEXZEL_1_UNIT | DAI / OILDALE , INC. | North | Kern | 29.28 | 0 | 0 | 0 | 0 | 0 | 0 | 0 | 0 | 0 | 0 | 0 | 0 | 36.8 | CPUC
DIABLO_7_UNIT 1 | Diablo Canyon Unit 1 | North | CAISO System | 1122 | 0 | 0 | 0 | 0 | 0 | 0 | 0 | 0 | 0 | 0 | 0 | 0 | 1150 | ISO
DIABLO_7_UNIT 2 | Diablo Canyon Unit 2 | North | CAISO System | 1118 | 0 | 0 | 0 | 0 | 0 | 0 | 0 | 0 | 0 | 0 | 0 | 0 | 1150 | ISO
DINUBA_6_UNIT | DINUBA GENERATION PROJECT | North | Fresno | 9.87 | 0 | 0 | 0 | 0 | 0 | 0 | 0 | 0 | 0 | 0 | 0 | 0 | 12 | ISO
DISCOV_1_CHEVRN | CHEVRON USA (EASTRIDGE) | North | Kern | 3.02 | 0 | 0 | 0 | 0 | 0 | 0 | 0 | 0 | 0 | 0 | 0 | 0 | 56.2 | CPUC
DIVSON_6_NSQF | DIVISION NAVAL STATION COGEN | South | San Diego | 47.95 | 0 | 0 | 0 | 0 | 0 | 0 | 0 | 0 | 0 | 0 | 0 | 0 | 47 | CPUC
DMDVLY_1_UNITS | DIAMOND VALLEY LAKE PUMP-GEN PLANT | South | LA Basin | 21 | 0 | 0 | 0 | 0 | 0 | 0 | 0 | 0 | 0 | 0 | 0 | 0 | 21 | ISO
DONNLS_7_UNIT | DONNELLS HYDRO | North | Stockton |  | 65.95 | 66.32 | 67.86 | 65.21 | 70.1 | 72 | 72 | 72 | 72 | 70.02 | 67.92 | 66.81 | 72 | ISO
DOSMGO_2_NSPIN | DOSMGO_2_NSPIN | North | CAISO System | 159 | 0 | 0 | 0 | 0 | 0 | 0 | 0 | 0 | 0 | 0 | 0 | 0 | 159 | ISO
DOUBLC_1_UNITS | DOUBLE "C" LIMITED | North | Kern | 46.58 | 0 | 0 | 0 | 0 | 0 | 0 | 0 | 0 | 0 | 0 | 0 | 0 | 55.3 | CPUC
DOWCHM_1_UNITS | DOW CHEMICAL CALPINE PITTSBURG PLANT | North | Bay Area | 5.6 | 0 | 0 | 0 | 0 | 0 | 0 | 0 | 0 | 0 | 0 | 0 | 0 | 80.5 | CPUC
DREWS_6_PL1X4 | DREWS UNIT AGGREGATE | South | LA Basin |  | 36 | 36 | 36 | 36 | 36 | 36 | 36 | 36 | 36 | 36 | 36 | 36 | 41.4 | ISO
DRUM_7_PL1X2 | Drum PH 1 Units 1 & 2 Aggregate | North | Sierra | 0 | 26 | 26 | 26 | 26 | 26 | 26 | 26 | 26 | 26 | 26 | 26 | 26 | 26 | CPUC
DRUM_7_PL3X4 | Drum PH 1 Units 3 & 4 Aggregate | North | Sierra | 0 | 27.4 | 27.4 | 27.4 | 27.4 | 27.4 | 27.4 | 27.4 | 27.4 | 27.4 | 27.4 | 27.4 | 27.4 | 28.9 | CPUC
DRUM_7_UNIT 5 | DRUM PH 2 UNIT 5 | North | Sierra | 0 | 49.5 | 49.5 | 49.5 | 49.5 | 49.5 | 49.5 | 49.5 | 49.5 | 49.5 | 49.5 | 49.5 | 49.5 | 50 | CPUC
DSABLA_7_UNIT | De Sabla Hydro | North | CAISO System | 0 | 5.77 | 5.15 | 13.96 | 10.88 | 4.33 | 13.62 | 7.55 | 6.9 | 4.71 | 4.19 | 7.21 | 3.54 | 18.5 | CPUC
DUANE_1_PL1X3 | DONALD VON RAESFELD POWER PROJECT | North | Bay Area | 147.8 | 0 | 0 | 0 | 0 | 0 | 0 | 0 | 0 | 0 | 0 | 0 | 0 | 147.8 | ISO
DUTCH1_7_UNIT 1 | DUTCH FLAT 1 PH | North | Sierra | 0 | 22 | 22 | 22 | 22 | 22 | 22 | 22 | 22 | 22 | 22 | 22 | 22 | 22 | CPUC
DUTCH2_7_UNIT 1 | DUTCH FLAT 2 PH | North | Sierra | 0 | 26 | 26 | 26 | 26 | 26 | 26 | 26 | 26 | 26 | 26 | 26 | 26 | 26 | CPUC
DVLCYN_1_UNITS | DEVIL CANYON HYDRO UNITS 1-4 AGGREGATE | South | LA Basin | 227 | 0 | 0 | 0 | 0 | 0 | 0 | 0 | 0 | 0 | 0 | 0 | 0 | 236.8 | ISO
EASTWD_7_UNIT | EASTWOOD PUMP-GEN | South | Big Creek-Ventura | 0 | 207 | 207 | 207 | 207 | 207 | 207 | 207 | 207 | 207 | 207 | 207 | 207 | 199 | CPUC
EDMONS_2_NSPIN | EDMONS_2_NSPIN | South | Big Creek-Ventura | 148 | 0 | 0 | 0 | 0 | 0 | 0 | 0 | 0 | 0 | 0 | 0 | 0 | 840 | ISO
EGATE_7_NOCITY | NORTH CITY UNIT (EASTGATE) | South | San Diego | 1 | 0 | 0 | 0 | 0 | 0 | 0 | 0 | 0 | 0 | 0 | 0 | 0 | 1 | CPUC
ELCAJN_6_UNITA1 | CalPeak Power - El Cajon LLC | South | San Diego | 42.2 | 0 | 0 | 0 | 0 | 0 | 0 | 0 | 0 | 0 | 0 | 0 | 0 | 45.42 | ISO
ELCAJN_7_GT1 | EL CAJON | South | San Diego | 16 | 0 | 0 | 0 | 0 | 0 | 0 | 0 | 0 | 0 | 0 | 0 | 0 | 16.36 | ISO
ELDORO_7_UNIT 1 | El Dorado Unit 1 | North | Sierra | 11 | 0 | 0 | 0 | 0 | 0 | 0 | 0 | 0 | 0 | 0 | 0 | 0 | 11 | ISO
ELDORO_7_UNIT 2 | El Dorado Unit 2 | North | Sierra | 11 | 0 | 0 | 0 | 0 | 0 | 0 | 0 | 0 | 0 | 0 | 0 | 0 | 11 | ISO
ELECTR_7_PL1X3 | ELECTRA PH UNIT 1 & 2 AGGREGATE | North | CAISO System | 0 | 98 | 98 | 98 | 98 | 98 | 98 | 98 | 98 | 98 | 98 | 98 | 98 | 101.5 | CPUC
ELKCRK_6_STONYG | STONEY GORGE HYDRO AGGREGATE | North | CAISO System |  | 1.8 | 2.4 | 2.7 | 2.2 | 1.6 | 1.7 | 2.2 | 2 | 1.4 | 0.4 | 0.1 | 0.9 | 4.9 | ISO
ELKHIL_2_PL1X3 | ELK HILLS COMBINED CYCLE (AGGREGATE) | North | CAISO System | 550 | 0 | 0 | 0 | 0 | 0 | 0 | 0 | 0 | 0 | 0 | 0 | 0 | 551.7 | ISO
ELLIS_2_QF | ELLIS QFS | South | LA Basin | 0.29 | 0 | 0 | 0 | 0 | 0 | 0 | 0 | 0 | 0 | 0 | 0 | 0 | 18.51 | CPUC
ELNIDP_6_BIOMAS | El Nido Biomass to Energy | North | Fresno | 11.25 | 0 | 0 | 0 | 0 | 0 | 0 | 0 | 0 | 0 | 0 | 0 | 0 | 11.25 | CPUC
ELSEGN_7_UNIT 3 | EL SEGUNDO GEN STA. UNIT 3 | South | LA Basin | 335 | 0 | 0 | 0 | 0 | 0 | 0 | 0 | 0 | 0 | 0 | 0 | 0 | 335 | ISO
ELSEGN_7_UNIT 4 | EL SEGUNDO GEN STA. UNIT 4 | South | LA Basin | 335 | 0 | 0 | 0 | 0 | 0 | 0 | 0 | 0 | 0 | 0 | 0 | 0 | 335 | ISO
ENCINA_7_EA1 | ENCINA UNIT 1 | South | San Diego | 106 | 0 | 0 | 0 | 0 | 0 | 0 | 0 | 0 | 0 | 0 | 0 | 0 | 106 | ISO
ENCINA_7_EA2 | ENCINA UNIT 2 | South | San Diego | 103 | 0 | 0 | 0 | 0 | 0 | 0 | 0 | 0 | 0 | 0 | 0 | 0 | 104 | ISO
ENCINA_7_EA3 | ENCINA UNIT 3 | South | San Diego | 109 | 0 | 0 | 0 | 0 | 0 | 0 | 0 | 0 | 0 | 0 | 0 | 0 | 110 | ISO
ENCINA_7_EA4 | ENCINA UNIT 4 | South | San Diego | 299 | 0 | 0 | 0 | 0 | 0 | 0 | 0 | 0 | 0 | 0 | 0 | 0 | 300 | ISO
ENCINA_7_EA5 | ENCINA UNIT 5 | South | San Diego | 329 | 0 | 0 | 0 | 0 | 0 | 0 | 0 | 0 | 0 | 0 | 0 | 0 | 330 | ISO
ENCINA_7_GT1 | ENCINA GAS TURBINE UNIT 1 | South | San Diego | 14 | 0 | 0 | 0 | 0 | 0 | 0 | 0 | 0 | 0 | 0 | 0 | 0 | 14.5 | ISO
ESCNDO_6_UNITB1 | CalPeak Power - Enterprise LLC | South | San Diego | 45.5 | 0 | 0 | 0 | 0 | 0 | 0 | 0 | 0 | 0 | 0 | 0 | 0 | 48.04 | ISO
ESCNDO_6_PL1X2 | MMC Escondido Aggregate | South | San Diego | 35.5 | [12 empty] | 35.5 | ISO
ESCO_6_GLMQF | GOAL LINE L.P. | South | San Diego | 47.39 | 0 | 0 | 0 | 0 | 0 | 0 | 0 | 0 | 0 | 0 | 0 | 0 | 50.3 | CPUC
ETIWND_2_FONTNA | FONTANALYTLE CREEK POWERHOUSE P | South | LA Basin | 0 | 0.53 | 0.48 | 0.55 | 1.71 | 1.47 | 1.08 | 0.78 | 0.61 | 0.53 | 0.56 | 0.8 | 0.88 | 2.56 | CPUC
ETIWND_2_QF | ETIWANDA QFS | South | LA Basin | 17.66 | 0 | 0 | 0 | 0 | 0 | 0 | 0 | 0 | 0 | 0 | 0 | 0 | 41.06 | CPUC
ETIWND_6_GRPLND | ETIWND_6_GRPLND | South | LA Basin | 42.53 | 0 | 0 | 0 | 0 | 0 | 0 | 0 | 0 | 0 | 0 | 0 | 0 | 46 | ISO
ETIWND_6_MWDETI | ETIWANDA RECOVERY HYDRO | South | LA Basin | 21.19 | 0 | 0 | 0 | 0 | 0 | 0 | 0 | 0 | 0 | 0 | 0 | 0 | 24 | ISO
ETIWND_7_MIDVLY | MN Mid Valley Genco LLC | South | LA Basin | 2.1 | 0 | 0 | 0 | 0 | 0 | 0 | 0 | 0 | 0 | 0 | 0 | 0 | 2.1 | CPUC
ETIWND_7_UNIT 3 | ETIWANDA GEN STA. UNIT 3 | South | LA Basin | 320 | 0 | 0 | 0 | 0 | 0 | 0 | 0 | 0 | 0 | 0 | 0 | 0 | 320 | ISO
ETIWND_7_UNIT 4 | ETIWANDA GEN STA. UNIT 4 | South | LA Basin | 320 | 0 | 0 | 0 | 0 | 0 | 0 | 0 | 0 | 0 | 0 | 0 | 0 | 320 | ISO
EXCHEC_7_UNIT 1 | EXCHEQUER HYDRO | North | Fresno | 0 | 32.31 | 31.55 | 37.18 | 48.43 | 57.45 | 71.08 | 70.24 | 61.77 | 53.48 | 47.74 | 46.06 | 45.39 | 94.5 | CPUC
FAIRHV_6_UNIT | FAIRHAVEN POWER CO. | North | Humboldt | 14.99 | 0 | 0 | 0 | 0 | 0 | 0 | 0 | 0 | 0 | 0 | 0 | 0 | 19.9 | CPUC
FAYETT_1_UNIT | ARCADIAN RENEWABLE POWER CORP | North | CAISO System | 0 | 0 | 0 | 0 | 0 | 0 | 0 | 0 | 0 | 0 | 0 | 0 | 0 | 34.5 | CPUC
FELLOW_7_QFUNTS | Fellow QF Aggregate | North | Kern | 2.17 | 0 | 0 | 0 | 0 | 0 | 0 | 0 | 0 | 0 | 0 | 0 | 0 | 17.25 | ISO
FLOWD1_6_ALTPP1 | ALTAMONT POWER LLC (PARTNERS 1) | North | Bay Area | 0 | 0 | 0 | 0 | 0 | 0 | 0 | 0 | 0 | 0 | 0 | 0 | 0 | 11.5 | CPUC
FLOWD2_2_FPLWND | DIABLO WINDS | North | CAISO System | 0 | 0.85 | 0.98 | 2.12 | 1.57 | 4.64 | 3.05 | 3.31 | 2.71 | 0.88 | 0.7 | 0.66 | 0.64 | 18.6 | CPUC
FLOWD2_2_UNIT 1 | SMALL QF AGGREGATION - LIVERMORE | North | Bay Area |  | 0.91 | 0.85 | 4.59 | 5.26 | 10.09 | 10.12 | 9.97 | 6.93 | 7.71 | 3.76 | 1.08 | 0.79 | 55 | ISO
FMEADO_6_HELLHL | FMEADO_6_HELLHL | North | Sierra | 0 | 0.19 | 0.26 | 0.29 | 0.35 | 0.44 | 0.6 | 0.62 | 0.56 | 0.5 | 0.49 | 0.08 | 0.29 | 0.5 | CPUC
FMEADO_7_UNIT | FRENCH MEADOWS HYDRO | North | Sierra | 0 | 14.44 | 14.45 | 14.88 | 15.41 | 16.35 | 17.16 | 16.83 | 16.01 | 14.99 | 14.24 | 14.2 | 14.24 | 18 | CPUC
FORBST_7_UNIT 1 | FORBESTOWN HYDRO | North | Sierra | 0 | 39 | 39 | 39 | 39 | 39 | 39 | 39 | 39 | 39 | 39 | 39 | 39 | 39 | CPUC
FORKBU_6_UNIT | HYPOWER, INC. (FORKS OF BUTTE) | North | CAISO System | 0 | 4.2 | 8.43 | 6.1 | 7.12 | 8.81 | 0.33 | 0 | 0 | 0 | 0.16 | 0.47 | 0.92 | 14.3 | CPUC
FRIANT_6_UNITS | FRIANT DAM | North | Fresno | 0 | 0.6 | 0.92 | 4.55 | 5.62 | 9.39 | 22.58 | 11.76 | 5.33 | 3.79 | 1.5 | 1.16 | 0.84 | 33.7 | CPUC
FRITO_1_LAY | FRITO-LAY | North | Kern | 0.09 | 0 | 0 | 0 | 0 | 0 | 0 | 0 | 0 | 0 | 0 | 0 | 0 | 6.9 | CPUC
FTSWRD_7_QFUNTS | FTSWRD_7_QFUNTS | North | Humboldt | 0 | 1.16 | 1.67 | 1.68 | 1.46 | 1.47 | 1.24 | 0.96 | 0.64 | 0.44 | 0.44 | 0.69 | 0.7 | 1.6 | CPUC
FULTON_1_QF | SMALL QF AGGREGATION - ZENIA | North | NCNB | 0.18 | 0 | 0 | 0 | 0 | 0 | 0 | 0 | 0 | 0 | 0 | 0 | 0 | 1.05 | CPUC
GALE_1_SEGS1 | SUNRAY ENERGY, INC. - SEGS 1 | South | CAISO System | 0 | 0 | 0.01 | 0.18 | 2.44 | 4.36 | 6.52 | 4.41 | 7.23 | 5.92 | 0.51 | 0 | 0 | 14.2 | CPUC
GARNET_1_UNITS | GARNET GREEN POWER PROJECT AGGREGATE | South | LA Basin | 0 | 0.33 | 0.37 | 1.75 | 1.24 | 1.44 | 2.46 | 1.1 | 1.3 | 1.13 | 0.73 | 0.36 | 0.36 | 15.75 | CPUC
GARNET_1_WIND | GARNET WIND ENERGY CENTER | South | LA Basin |  | 0.2739 | 0.27463 | 0.78228 | 1.0529 | 1.3625 | 1.6663 | 1.3015 | 1.2181 | 0.88055 | 0.52067 | 0.18847 | 0.28637 | 5.5 | ISO
GATES_6_PL1X2 | Gates Peaker | North | Fresno | 41.5 | 0 | 0 | 0 | 0 | 0 | 0 | 0 | 0 | 0 | 0 | 0 | 0 | 46 | ISO
GATWAY_2_PL1X3 | GATEWAY GENERATING STATION | North | Bay Area | 579 | 0 | 0 | 0 | 0 | 0 | 0 | 0 | 0 | 0 | 0 | 0 | 0 | 590 | ISO
GEYS11_7_UNIT11 | GEYSERS UNIT 11 (HEALDSBURG) | North | NCNB | 60 | 0 | 0 | 0 | 0 | 0 | 0 | 0 | 0 | 0 | 0 | 0 | 0 | 72 | ISO
GEYS12_7_UNIT12 | GEYSERS UNIT 12 (HEALDSBURG) | North | NCNB | 50 | 0 | 0 | 0 | 0 | 0 | 0 | 0 | 0 | 0 | 0 | 0 | 0 | 57 | ISO
GEYS13_7_UNIT13 | GEYSERS UNIT 13 (HEALDSBURG) | North | NCNB | 56 | 0 | 0 | 0 | 0 | 0 | 0 | 0 | 0 | 0 | 0 | 0 | 0 | 95 | ISO
GEYS14_7_UNIT14 | GEYSERS UNIT 14 (HEALDSBURG) | North | NCNB | 50 | 0 | 0 | 0 | 0 | 0 | 0 | 0 | 0 | 0 | 0 | 0 | 0 | 70 | ISO
GEYS16_7_UNIT16 | GEYSERS UNIT 16 (HEALDSBURG) | North | NCNB | 49 | 0 | 0 | 0 | 0 | 0 | 0 | 0 | 0 | 0 | 0 | 0 | 0 | 85 | ISO
GEYS17_2_BOTRCK | GEYS17_2_BOTRCK | North | NCNB | 14.7 | 0 | 0 | 0 | 0 | 0 | 0 | 0 | 0 | 0 | 0 | 0 | 0 | 17 | ISO
GEYS17_7_UNIT17 | GEYSERS UNIT 17 (HEALDSBURG) | North | NCNB | 47 | 0 | 0 | 0 | 0 | 0 | 0 | 0 | 0 | 0 | 0 | 0 | 0 | 60 | ISO
GEYS18_7_UNIT18 | GEYSERS UNIT 18 (HEALDSBURG) | North | NCNB | 45 | 0 | 0 | 0 | 0 | 0 | 0 | 0 | 0 | 0 | 0 | 0 | 0 | 72 | ISO
GEYS20_7_UNIT20 | GEYSERS UNIT 20 (HEALDSBURG) | North | NCNB | 40 | 0 | 0 | 0 | 0 | 0 | 0 | 0 | 0 | 0 | 0 | 0 | 0 | 62 | ISO
GILROY_1_UNIT | GILROY COGEN AGGREGATE | North | Bay Area |  | 130 | 128 | 125 | 120 | 115 | 110 | 105 | 105 | 110 | 120 | 125 | 130 | 135 | ISO
GILRPP_1_PL1X2 | GILROY ENERGY CENTER UNITS 1&2 AGGREGATE | North | Bay Area |  | 94.5 | 94.5 | 94.5 | 93 | 92 | 91 | 91 | 91 | 92 | 93 | 94.5 | 94.5 | 95.4 | ISO
GILRPP_1_PL3X4 | GILROY ENERGY CENTER, UNIT #3 | North | Bay Area |  | 46.2 | 46.2 | 46.2 | 46.2 | 46.2 | 46 | 46 | 46 | 46 | 46.2 | 46.2 | 46.2 | 46.2 | ISO
GLNARM_7_UNIT 1 | GLEN ARM UNIT 1 | South | LA Basin | 22.3 | 0 | 0 | 0 | 0 | 0 | 0 | 0 | 0 | 0 | 0 | 0 | 0 | 22.3 | ISO
GLNARM_7_UNIT 2 | GLEN ARM UNIT 2 | South | LA Basin | 22.3 | 0 | 0 | 0 | 0 | 0 | 0 | 0 | 0 | 0 | 0 | 0 | 0 | 22.3 | ISO
GLNARM_7_UNIT 3 | GLEN ARM UNIT 3 | South | LA Basin | 44.83 | 0 | 0 | 0 | 0 | 0 | 0 | 0 | 0 | 0 | 0 | 0 | 0 | 44.83 | ISO
GLNARM_7_UNIT 4 | GLEN ARM UNIT 4 | South | LA Basin | 42.42 | 0 | 0 | 0 | 0 | 0 | 0 | 0 | 0 | 0 | 0 | 0 | 0 | 42.42 | ISO
GOLDHL_1_QF | SMALL QF AGGREGATION - PLACERVILLE | North | Sierra | 0 | 0 | 0 | 0 | 0 | 0 | 0 | 0 | 0 | 0 | 0 | 0 | 0 | 1.25 | CPUC
GOLETA_2_QF | GOLETA QFS | South | Big Creek-Ventura | 0.4 | 0 | 0 | 0 | 0 | 0 | 0 | 0 | 0 | 0 | 0 | 0 | 0 | 0.4 | ISO
GOLETA_6_ELLWOD | ELLWOOD ENERGY SUPPORT FACILITY | South | Big Creek-Ventura | 54 | 0 | 0 | 0 | 0 | 0 | 0 | 0 | 0 | 0 | 0 | 0 | 0 | 54 | ISO
GOLETA_6_EXGEN | EXXON COMPANY USA | South | Big Creek-Ventura | 0.65 | 0 | 0 | 0 | 0 | 0 | 0 | 0 | 0 | 0 | 0 | 0 | 0 | 49 | CPUC
GOLETA_6_GAVOTA | Point Arguello Pipeline Company | South | Big Creek-Ventura | 9.9 | 0 | 0 | 0 | 0 | 0 | 0 | 0 | 0 | 0 | 0 | 0 | 0 | 9.9 | CPUC
GOLETA_6_TAJIGS | GOLETA_6_TAJIGS | South | Big Creek-Ventura | 2.8 | 0 | 0 | 0 | 0 | 0 | 0 | 0 | 0 | 0 | 0 | 0 | 0 | 3.1 | CPUC
GRIZLY_1_UNIT 1 | GRIZZLY HYDRO | North | CAISO System | 17.66 | 0 | 0 | 0 | 0 | 0 | 0 | 0 | 0 | 0 | 0 | 0 | 0 | 20 | ISO
GRNLF1_1_UNITS | GREENLEAF #1 COGEN AGGREGATE | North | Sierra | 47.29 | 0 | 0 | 0 | 0 | 0 | 0 | 0 | 0 | 0 | 0 | 0 | 0 | 63.75 | CPUC
GRNLF2_1_UNIT | GREENLEAF II COGEN | North | Sierra | 47.91 | 0 | 0 | 0 | 0 | 0 | 0 | 0 | 0 | 0 | 0 | 0 | 0 | 63.75 | CPUC
GRNVLY_7_SCLAND | SANTA CRUZ LANDFILL GENERATING PLANT | North | CAISO System | 3.04 | 0 | 0 | 0 | 0 | 0 | 0 | 0 | 0 | 0 | 0 | 0 | 0 | 3.04 | CPUC
GRZZLY_1_BERKLY | PE - BERKELEY, INC. | North | Bay Area | 26.27 | 0 | 0 | 0 | 0 | 0 | 0 | 0 | 0 | 0 | 0 | 0 | 0 | 32.5 | CPUC
GWFPW1_6_UNIT | GWF POWER SYSTEMS INC. #1 | North | Bay Area | 18.63 | 0 | 0 | 0 | 0 | 0 | 0 | 0 | 0 | 0 | 0 | 0 | 0 | 22.8 | CPUC
GWFPW2_1_UNIT 1 | GWF POWER SYSTEMS INC. #2 | North | Bay Area | 18.78 |  | 0 | 0 | 0 | 0 | 0 | 0 | 0 | 0 | 0 | 0 | 0 | 22.8 | ISO
GWFPW3_1_UNIT 1 | GWF POWER SYSTEMS INC. #3 | North | Bay Area | 19.3 |  | 0 | 0 | 0 | 0 | 0 | 0 | 0 | 0 | 0 | 0 | 0 | 22.8 | ISO
GWFPW4_6_UNIT 1 | GWF POWER SYSTEMS INC. #4 | North | Bay Area | 19.09 |  | 0 | 0 | 0 | 0 | 0 | 0 | 0 | 0 | 0 | 0 | 0 | 22.8 | ISO
GWFPW5_6_UNIT 1 | GWF POWER SYSTEMS INC. #5 | North | Bay Area | 18.98 |  | 0 | 0 | 0 | 0 | 0 | 0 | 0 | 0 | 0 | 0 | 0 | 22.8 | ISO
GWFPWR_1_UNITS | HEP PEAKER PLANT AGGREGATE | North | Fresno | 84.4 | 0 | 0 | 0 | 0 | 0 | 0 | 0 | 0 | 0 | 0 | 0 | 0 | 98.46 | ISO
GWFPWR_6_UNIT | HANFORD L.P. | North | Fresno | 24.57 | 0 | 0 | 0 | 0 | 0 | 0 | 0 | 0 | 0 | 0 | 0 | 0 | 29.4 | CPUC
GYS5X6_7_UNITS | GEYSERS UNITS 5 & 6 AGGREGATE | North | NCNB | 80 | 0 | 0 | 0 | 0 | 0 | 0 | 0 | 0 | 0 | 0 | 0 | 0 | 85 | ISO
GYS7X8_7_UNITS | GEYSERS UNITS 7 & 8 AGGREGATE | North | NCNB | 76 | 0 | 0 | 0 | 0 | 0 | 0 | 0 | 0 | 0 | 0 | 0 | 0 | 82 | ISO
GYSRVL_7_WSPRNG | Sonoma CWA Warm Springs Hydro | North | NCNB | 0 | 1.33 | 2.35 | 2.33 | 1.68 | 0.88 | 1.68 | 1.76 | 1.68 | 0.94 | 1.42 | 1.44 | 1.43 | 3.75 | CPUC
HAASPH_7_PL1X2 | HAAS PH UNIT 1 & 2 AGGREGATE | North | Fresno | 0 | 136.31 | 136.05 | 136.39 | 136.44 | 136.88 | 139.81 | 138.59 | 136.3 | 138.81 | 142.9 | 140.74 | 136.54 | 144 | CPUC
HALSEY_6_UNIT | HALSEY HYDRO | North | Sierra | 0 | 0.02 | 4.03 | 8.68 | 7.95 | 7.92 | 8.32 | 5.48 | 5.05 | 7.11 | 3.55 | 1.56 | 4.73 | 13.5 | CPUC
HARBGN_7_UNITS | HARBOR COGEN COMBINED CYCLE | South | LA Basin | 100 | 0 | 0 | 0 | 0 | 0 | 0 | 0 | 0 | 0 | 0 | 0 | 0 | 109.01 | ISO
HATCR1_7_UNIT | Hat Creek #1 | North | CAISO System | 0 | 4.01 | 3.81 | 4.11 | 3.51 | 1.8 | 2.62 | 2.67 | 2.6 | 2.55 | 2.79 | 3.6 | 3.6 | 8.5 | CPUC
HATCR2_7_UNIT | Hat Creek #2 | North | CAISO System | 0 | 5.29 | 5.14 | 5.46 | 4.95 | 4.2 | 4.03 | 4.09 | 3.95 | 3.91 | 2.15 | 4.74 | 4.86 | 8.5 | CPUC
HATLOS_6_QFUNTS | HAT CREEK HYDRO QF UNITS | North | CAISO System | 0 | 2.39 | 2.56 | 2.52 | 2.45 | 2.41 | 2.38 | 2.35 | 2.37 | 2.33 | 2.41 | 2.43 | 2.4 | 7.5 | CPUC
HAYPRS_6_QFUNTS | HAYPRESS HYDRO QF UNITS | North | Sierra | 0 | 0 | 0 | 0.33 | 2.99 | 9.41 | 1.41 | 0 | 0 | 0 | 0 | 0 | 0 | 18.75 | CPUC
HELMPG_7_UNIT 1 | HELMS PUMP-GEN UNIT 1 | North | Fresno | 0 | 404 | 404 | 404 | 404 | 404 | 404 | 404 | 404 | 404 | 404 | 404 | 404 | 407 | CPUC
HELMPG_7_UNIT 2 | HELMS PUMP-GEN UNIT 2 | North | Fresno | 0 | 404 | 404 | 404 | 404 | 404 | 404 | 404 | 404 | 404 | 404 | 404 | 404 | 407 | CPUC
HELMPG_7_UNIT 3 | HELMS PUMP-GEN UNIT 3 | North | Fresno | 0 | 404 | 404 | 404 | 404 | 404 | 404 | 404 | 404 | 404 | 404 | 404 | 404 | 404 | CPUC
HENRTA_6_UNITA1 | GWF HENRIETTA PEAKER PLANT UNIT 1 | North | Fresno | 45.33 | 0 | 0 | 0 | 0 | 0 | 0 | 0 | 0 | 0 | 0 | 0 | 0 | 49.98 | ISO
HENRTA_6_UNITA2 | GWF HENRIETTA PEAKER PLANT UNIT 2 | North | Fresno | 45.23 | 0 | 0 | 0 | 0 | 0 | 0 | 0 | 0 | 0 | 0 | 0 | 0 | 49.42 | ISO
HICKS_7_GUADLP | GAS RECOVERY SYS. (GUADALUPE) | North | Bay Area | 2.07 | 0 | 0 | 0 | 0 | 0 | 0 | 0 | 0 | 0 | 0 | 0 | 0 | 3.7 | CPUC
HIDSRT_2_UNITS | HIGH DESERT POWER PROJECT AGGREGATE | South | CAISO System | 746 | 0 | 0 | 0 | 0 | 0 | 0 | 0 | 0 | 0 | 0 | 0 | 0 | 830 | ISO
HIGGNS_7_QFUNTS | HIGGNS_7_QFUNTS | North | Sierra | 0 | 0.53 | 1.31 | 1.01 | 0.92 | 0.57 | 0.06 | 0.05 | 0.05 | 0.06 | 0.07 | 0.11 | 0.35 | 2 | CPUC
HINSON_6_CARBGN | BP WILMINGTON CALCINER | South | LA Basin | 29 | 0 | 0 | 0 | 0 | 0 | 0 | 0 | 0 | 0 | 0 | 0 | 0 | 29 | CPUC
HINSON_6_LBECH1 | HINSON_6_LBECH1 | South | LA Basin | 65 | 0 | 0 | 0 | 0 | 0 | 0 | 0 | 0 | 0 | 0 | 0 | 0 | 65 | ISO
HINSON_6_LBECH2 | HINSON_6_LBECH2 | South | LA Basin | 65 | 0 | 0 | 0 | 0 | 0 | 0 | 0 | 0 | 0 | 0 | 0 | 0 | 65 | ISO
HINSON_6_LBECH3 | HINSON_6_LBECH3 | South | LA Basin | 65 | 0 | 0 | 0 | 0 | 0 | 0 | 0 | 0 | 0 | 0 | 0 | 0 | 65 | ISO
HINSON_6_LBECH4 | HINSON_6_LBECH4 | South | LA Basin | 65 | 0 | 0 | 0 | 0 | 0 | 0 | 0 | 0 | 0 | 0 | 0 | 0 | 65 | ISO
HINSON_6_SERRGN | CITY OF LONG BEACH | South | LA Basin | 28.1 | 0 | 0 | 0 | 0 | 0 | 0 | 0 | 0 | 0 | 0 | 0 | 0 | 38.91 | CPUC
HIWAY_7_ACANYN | GAS RECOVERY(AMERICA CANYON) | North | NCNB | 1.26 | 0 | 0 | 0 | 0 | 0 | 0 | 0 | 0 | 0 | 0 | 0 | 0 | 2.5 | CPUC
HMLTBR_6_UNITS | HAMILTON BRANCH PH (AGGREGATE) | North | CAISO System | 0 | 0.73 | 0.95 | 1.01 | 2.1 | 1.06 | 1.08 | 4.9 | 4.9 | 0.54 | 0.67 | 0.73 | 0.7 | 4.9 | CPUC
HNTGBH_7_UNIT 1 | HUNTINGTON BEACH GEN STA. UNIT 1 | South | LA Basin | 225.75 | 0 | 0 | 0 | 0 | 0 | 0 | 0 | 0 | 0 | 0 | 0 | 0 | 225.75 | ISO
HNTGBH_7_UNIT 2 | HUNTINGTON BEACH GEN STA. UNIT 2 | South | LA Basin | 225.8 | 0 | 0 | 0 | 0 | 0 | 0 | 0 | 0 | 0 | 0 | 0 | 0 | 225.8 | ISO
HNTGBH_7_UNIT 3 | HUNTINGTON BEACH GEN STA. UNIT 3 | South | LA Basin | 225 | 0 | 0 | 0 | 0 | 0 | 0 | 0 | 0 | 0 | 0 | 0 | 0 | 225 | ISO
HNTGBH_7_UNIT 4 | HUNTINGTON BEACH GEN STA. UNIT 4 | South | LA Basin | 227 | 0 | 0 | 0 | 0 | 0 | 0 | 0 | 0 | 0 | 0 | 0 | 0 | 227 | ISO
HOLGAT_1_BORAX | U.S. BORAX AND CHEMICAL CORPORAT | South | CAISO System | 22.83 | 0 | 0 | 0 | 0 | 0 | 0 | 0 | 0 | 0 | 0 | 0 | 0 | 48.2 | CPUC
HOLGAT_1_MOGEN | MOJAVE COGENERATION CO. LP | South | CAISO System | 54.55 | 0 | 0 | 0 | 0 | 0 | 0 | 0 | 0 | 0 | 0 | 0 | 0 | 62.54 | CPUC
HUMBPP_1_MOBLE2 | Humboldt Bay Mobile Unit 2 | North | Humboldt | 15 | 0 | 0 | 0 | 0 | 0 | 0 | 0 | 0 | 0 | 0 | 0 | 0 | 15 | ISO
HUMBPP_1_MOBLE3 | Humboldt Bay Mobile Unit 3 | North | Humboldt | 15 | 0 | 0 | 0 | 0 | 0 | 0 | 0 | 0 | 0 | 0 | 0 | 0 | 15 | ISO
HUMBPP_7_UNIT 1 | Humboldt Bay Unit 1 | North | Humboldt | 52 | 0 | 0 | 0 | 0 | 0 | 0 | 0 | 0 | 0 | 0 | 0 | 0 | 52 | ISO
HUMBPP_7_UNIT 2 | Humboldt Bay Unit 2 | North | Humboldt | 53 | 0 | 0 | 0 | 0 | 0 | 0 | 0 | 0 | 0 | 0 | 0 | 0 | 53 | ISO
HUMBSB_1_QF | SMALL QF AGGREGATION - TRINITY | North | Humboldt | 0 | 0 | 0 | 0 | 0 | 0 | 0 | 0 | 0 | 0 | 0 | 0 | 0 | 1.25 | CPUC
HYTTHM_2_UNITS | HYATT-THERMALITO PUMP-GEN (AGGREGATE) | North | CAISO System | 899.98 | 0 | 0 | 0 | 0 | 0 | 0 | 0 | 0 | 0 | 0 | 0 | 0 | 933.1 | ISO
IGNACO_1_QF | SMALL QF AGGREGATION - VALLEJO/DINSMORE | North | NCNB | 0 | 0 | 0 | 0 | 0 | 0 | 0 | 0 | 0 | 0 | 0 | 0 | 0 | 1 | CPUC
INDIGO_1_UNIT 1 | INDIGO PEAKER UNIT 1 | South | LA Basin | 42 | 0 | 0 | 0 | 0 | 0 | 0 | 0 | 0 | 0 | 0 | 0 | 0 | 44 | ISO
INDIGO_1_UNIT 2 | INDIGO PEAKER UNIT 2 | South | LA Basin | 42 | 0 | 0 | 0 | 0 | 0 | 0 | 0 | 0 | 0 | 0 | 0 | 0 | 44.53 | ISO
INDIGO_1_UNIT 3 | INDIGO PEAKER UNIT 3 | South | LA Basin | 42 | 0 | 0 | 0 | 0 | 0 | 0 | 0 | 0 | 0 | 0 | 0 | 0 | 42.8 | ISO
INDVLY_1_UNITS | INDIAN VALLEY HYDRO | North | NCNB | 0 | 0 | 0 | 0.12 | 1.71 | 1.83 | 1.11 | 1.02 | 0.8 | 0.2 | 0 | 0 | 0 | 5 | CPUC
INLDEM_5_UNIT 1 | Inland Empire Energy Center Unit 1 | South | LA Basin |  | 365 | 365 | 365 | 360 | 350 | 340 | 335 | 335 | 340 | 350 | 360 | 365 | 376.2 | ISO
INLDEM_5_UNIT 2 | Inland Empire Energy Center, Unit 2 | South | LA Basin |  | 0 | 0 | 0 | 0 | 0 | 0 | 0 | 0 | 0 | 0 | 0 | 0 | 336.66 | ISO
INSKIP_2_UNIT | INSKIP HYDRO | North | CAISO System | 0 | 4.17 | 4.53 | 6.57 | 7.41 | 7.31 | 6.55 | 4.53 | 2.72 | 3.47 | 3.44 | 3.99 | 4.13 | 8 | CPUC
INTTRB_6_UNIT | Intl Wind Turb Research (Dinosaur Point) | North | Fresno | 0 | 0.18 | 0.36 | 1.09 | 0.88 | 3.27 | 2.69 | 2.6 | 2.01 | 0.57 | 0.43 | 0.11 | 0.19 | 21.25 | CPUC
JAKVAL_2_IONE | JACKSON VALLEY ENERG PTNRS (IONE) | North | CAISO System | 0 | 0 | 0 | 0 | 0 | 0 | 0 | 0 | 0 | 0 | 0 | 0 | 0 | 20.7 | CPUC
JOHANN_6_QFA1 | JOHANNA QF | South | LA Basin |  | 0 | 0 | 0 | 0 | 0 | 0 | 0 | 0 | 0 | 0 | 0 | 0 | 0.3 | ISO
JRWOOD_1_UNIT 1 | SAN JOAQUIN POWER COMPANY | North | Fresno | 7.85 |  | 0 | 0 | 0 | 0 | 0 | 0 | 0 | 0 | 0 | 0 | 0 | 12.4 | ISO
JVENTR_2_QFUNTS | TRES VAQUEROS WIND QF UNITS | North | CAISO System | 0 | 0.22 | 0.28 | 0.7 | 0.95 | 2.84 | 0.93 | 1.25 | 0.92 | 0.58 | 0.35 | 0.14 | 0.15 | 69.1 | CPUC
KALINA_2_UNIT 1 | ALTAMONT COGENERATION CORP. | North | CAISO System | 5.06 |  | 0 | 0 | 0 | 0 | 0 | 0 | 0 | 0 | 0 | 0 | 0 | 7.48 | ISO
KANAKA_1_UNIT | KANAKA | North | Sierra | 0 | 0.31 | 0.33 | 0.02 | 0 | 0 | 0 | 0 | 0 | 0 | 0 | 0 | 0.01 | 2.5 | CPUC
KEARNY_7_KY1 | KEARNY GAS TURBINE UNIT 1 | South | San Diego | 16 | 0 | 0 | 0 | 0 | 0 | 0 | 0 | 0 | 0 | 0 | 0 | 0 | 16.67 | ISO
KEARNY_7_KY2 | KEARNY GT2 AGGREGATE | South | San Diego | 59 | 0 | 0 | 0 | 0 | 0 | 0 | 0 | 0 | 0 | 0 | 0 | 0 | 59 | ISO
KEARNY_7_KY3 | KEARNY GT3 AGGREGATE | South | San Diego | 61 | 0 | 0 | 0 | 0 | 0 | 0 | 0 | 0 | 0 | 0 | 0 | 0 | 61 | ISO
KEKAWK_6_UNIT | STS HYDROPOWER LTD. (KEKAWAKA) | North | Humboldt | 0 | 1.08 | 4.05 | 1.21 | 0.13 | 0 | 0 | 0 | 0 | 0 | 0 | 0 | 0.83 | 6 | CPUC
KELYRG_6_UNIT | KELLY RIDGE HYDRO | North | Sierra | 0 | 10 | 10 | 10 | 10 | 10 | 10 | 10 | 10 | 10 | 10 | 10 | 10 | 11 | CPUC
KERKH1_7_UNIT 1 | KERKHOFF PH 1 UNIT #1 | North | Fresno | 0 | 13 | 13 | 13 | 13 | 13 | 13 | 13 | 13 | 13 | 13 | 13 | 13 | 13 | CPUC
KERKH1_7_UNIT 2 | KERKHOFF PH 1 UNIT #2 | North | Fresno | 0 | 8.5 | 8.5 | 8.5 | 8.5 | 8.5 | 8.5 | 8.5 | 8.5 | 8.5 | 8.5 | 8.5 | 8.5 | 12.8 | CPUC
KERKH1_7_UNIT 3 | KERKHOFF PH 1 UNIT #3 | North | Fresno | 0 | 12.8 | 12.8 | 12.8 | 12.8 | 12.8 | 12.8 | 12.8 | 12.8 | 12.8 | 12.8 | 12.8 | 12.8 | 12.8 | CPUC
KERKH2_7_UNIT 1 | KERKHOFF PH 2 UNIT #1 | North | Fresno | 0 | 153.9 | 153.9 | 153.9 | 153.9 | 153.9 | 153.9 | 153.9 | 153.9 | 153.9 | 153.9 | 153.9 | 153.9 | 153.9 | CPUC
KERNFT_1_UNITS | KERN FRONT LIMITED | North | Kern | 45.53 | 0 | 0 | 0 | 0 | 0 | 0 | 0 | 0 | 0 | 0 | 0 | 0 | 60 | CPUC
KERNRG_1_UNITS | AERA ENERGY (SOUTH BELRIDGE) | North | Kern | 55.2 | 0 | 0 | 0 | 0 | 0 | 0 | 0 | 0 | 0 | 0 | 0 | 0 | 55.2 | CPUC
KERRGN_1_UNIT 1 | KERN RIVER HYDRO UNITS 1-4 AGGREGATE | South | Big Creek-Ventura | 0 | 9.32 | 9.1 | 22.34 | 22.97 | 24.8 | 24.8 | 20.07 | 22.69 | 9.26 | 9.7 | 11.64 | 12.43 | 25.6 | CPUC
KILARC_2_UNIT 1 | KILARC HYDRO | North | CAISO System | 0 | 0.94 | 1.04 | 1.37 | 2.54 | 3.02 | 1.63 | 0.74 | 0.72 | 0.75 | 0.82 | 0.89 | 0.85 | 3.2 | CPUC
KINGCO_1_KINGBR | PE - KES KINGSBURG,LLC | North | Fresno | 29.75 | 0 | 0 | 0 | 0 | 0 | 0 | 0 | 0 | 0 | 0 | 0 | 0 | 40 | CPUC
KINGRV_7_UNIT 1 | KINGS RIVER HYDRO UNIT 1 | North | Fresno | 0 | 51.2 | 51.2 | 51.2 | 51.2 | 51.2 | 51.2 | 51.2 | 51.2 | 51.2 | 51.2 | 51.2 | 51.2 | 51.2 | CPUC
KIRKER_7_KELCYN | Keller Canyon Landfill Gen Facility | North | Bay Area | 3.21 | 0 | 0 | 0 | 0 | 0 | 0 | 0 | 0 | 0 | 0 | 0 | 0 | 3.56 | ISO
KNGCTY_6_UNITA1 | King City Energy Center, Unit #1 | North | CAISO System |  | 44.6 | 44.6 | 44.6 | 44.6 | 44.6 | 44.6 | 44.6 | 44.6 | 44.6 | 44.6 | 44.6 | 44.6 | 44.6 | ISO
KRAMER_1_SEGS37 | LUZ SOLAR PARTNERS 3-7 AGGREGATE | South | CAISO System | 0 | 0.62 | 1.78 | 7.23 | 103.1 | 145.94 | 169.06 | 166.94 | 171.26 | 157.4 | 61.3 | 0.7 | 2.87 | 175 | CPUC
KRAMER_2_SEGS89 | LUZ SOLAR PARTNERS 8-9 AGGREGATE | South | CAISO System | 0 | 0.46 | 1.6 | 5.86 | 84.54 | 117.68 | 163.7 | 156.79 | 165.21 | 142.83 | 60.97 | 0.67 | 1.28 | 184 | CPUC
KRNCNY_6_UNIT | KERN CANYON | North | Kern | 0 | 0.87 | 1.21 | 6.85 | 7.58 | 7.67 | 11.11 | 11.23 | 9.22 | 1.9 | 1.45 | 0.01 | 0 | 11.5 | CPUC
KRNOIL_7_TEXEXP | Texaco Exploration & Prod QF Aggregation | North | Kern | 8.82 | 0 | 0 | 0 | 0 | 0 | 0 | 0 | 0 | 0 | 0 | 0 | 0 | 19.1 | CPUC
LACIEN_2_QF | LA CIENEGA QFS | South | LA Basin |  | 3.71 | 3.71 | 3.71 | 3.71 | 3.71 | 3.71 | 3.71 | 3.71 | 3.71 | 3.71 | 3.71 | 3.71 | 10.2 | ISO
LACIEN_2_VENICE | MWD Venice Hydroelectric Recovery Plant | South | LA Basin | 3.68 | 0 | 0 | 0 | 0 | 0 | 0 | 0 | 0 | 0 | 0 | 0 | 0 | 10.12 | ISO
LAFRES_6_QF | LA FRESA QFS | South | LA Basin | 3.28 | 0 | 0 | 0 | 0 | 0 | 0 | 0 | 0 | 0 | 0 | 0 | 0 | 14.64 | CPUC
LAGBEL_6_QF | LAGUNA BELL QFS | South | LA Basin | 10.92 | 0 | 0 | 0 | 0 | 0 | 0 | 0 | 0 | 0 | 0 | 0 | 0 | 17.5 | CPUC
LAPAC_6_UNIT | LOUISIANA PACIFIC SAMOA | North | Humboldt | 20 | 0 | 0 | 0 | 0 | 0 | 0 | 0 | 0 | 0 | 0 | 0 | 0 | 20 | CPUC
LAPLMA_2_UNIT 1 | La Paloma Generating Plant Unit #1 | North | CAISO System | 259.8 | 0 | 0 | 0 | 0 | 0 | 0 | 0 | 0 | 0 | 0 | 0 | 0 | 259.8 | ISO
LAPLMA_2_UNIT 2 | La Paloma Generating Plant Unit #2 | North | CAISO System | 260.2 | 0 | 0 | 0 | 0 | 0 | 0 | 0 | 0 | 0 | 0 | 0 | 0 | 260.2 | ISO
LAPLMA_2_UNIT 3 | La Paloma Generating Plant Unit #3 | North | CAISO System | 256.15 | 0 | 0 | 0 | 0 | 0 | 0 | 0 | 0 | 0 | 0 | 0 | 0 | 256.15 | ISO
LAPLMA_2_UNIT 4 | LA PALOMA GENERATING PLANT, UNIT #4 | North | CAISO System | 259.54 | 0 | 0 | 0 | 0 | 0 | 0 | 0 | 0 | 0 | 0 | 0 | 0 | 259.54 | ISO
LARKSP_6_UNIT 1 | LARKSPUR PEAKER UNIT 1 | South | San Diego | 46 | 0 | 0 | 0 | 0 | 0 | 0 | 0 | 0 | 0 | 0 | 0 | 0 | 46.1 | ISO
LARKSP_6_UNIT 2 | LARKSPUR PEAKER UNIT 2 | South | San Diego | 46 | 0 | 0 | 0 | 0 | 0 | 0 | 0 | 0 | 0 | 0 | 0 | 0 | 47.98 | ISO
LAROA1_2_UNITA1 | Ciclo Combinado Mexicali | South | CAISO System | 165 | 0 | 0 | 0 | 0 | 0 | 0 | 0 | 0 | 0 | 0 | 0 | 0 | 180 | ISO
LAROA2_2_UNITA1 | CENTRAL LA ROSITA II COMBINED CYCLE | South | CAISO System | 322 | 0 | 0 | 0 | 0 | 0 | 0 | 0 | 0 | 0 | 0 | 0 | 0 | 322 | ISO
LASSEN_6_UNITS | LASSEN AREA QF AGGREGATION | North | CAISO System | 25.15 | 0 | 0 | 0 | 0 | 0 | 0 | 0 | 0 | 0 | 0 | 0 | 0 | 40.65 | ISO
LAWRNC_7_SUNYVL | City of Sunnyvale Unit 1 and 2 | North | Bay Area | 0.3 | 0 | 0 | 0 | 0 | 0 | 0 | 0 | 0 | 0 | 0 | 0 | 0 | 0.3 | CPUC
LEBECS_2_UNITS | Pastoria Energy Facility | South | Big Creek-Ventura |  | 750.66 | 750.66 | 740 | 725 | 715 | 715 | 715 | 715 | 715 | 720 | 735 | 750.66 | 750.66 | ISO
LECEF_1_UNITS | LOS ESTEROS ENERGY FACILITY AGGREGATE | North | Bay Area |  | 188 | 188 | 188 | 188 | 188 | 188 | 187 | 186 | 187 | 188 | 188 | 188 | 188 | ISO
LEWSTN_7_WEBRFL | PAN PACIFIC (WEBER FLAT) | North | CAISO System | 0 | 0 | 0 | 0 | 0 | 0 | 0 | 0 | 0 | 0 | 0 | 0 | 0 | 2.5 | CPUC
LFC 51_2_UNIT 1 | PATTERSON PASS WIND FARM LLC | North | Bay Area |  | 0.63 | 0.4 | 2.54 | 3 | 5.71 | 6.06 | 6.05 | 4.05 | 4.09 | 2.21 | 0.94 | 0.42 | 30.9 | ISO
LGHTHP_6_ICEGEN | CARSON COGENERATION COMPANY | South | LA Basin | 48.09 | 0 | 0 | 0 | 0 | 0 | 0 | 0 | 0 | 0 | 0 | 0 | 0 | 56.06 | CPUC
LGHTHP_6_QF | LIGHTHIPE QFS | South | LA Basin | 0.92 | 0 | 0 | 0 | 0 | 0 | 0 | 0 | 0 | 0 | 0 | 0 | 0 | 5 | CPUC
LIVOAK_1_UNIT 1 | LIVE OAK LIMITED | North | Kern | 44.18 |  | 0 | 0 | 0 | 0 | 0 | 0 | 0 | 0 | 0 | 0 | 0 | 55.3 | ISO
LMBEPK_2_UNITA1 | Lambie Energy Center, Unit #1 | North | Bay Area |  | 48 | 48 | 48 | 48 | 47 | 47 | 47 | 47 | 47 | 48 | 48 | 48 | 48 | ISO
LMBEPK_2_UNITA2 | Creed Energy Center, Unit #1 | North | Bay Area |  | 48 | 48 | 48 | 48 | 47 | 47 | 46 | 46 | 46 | 48 | 48 | 48 | 48 | ISO
LMBEPK_2_UNITA3 | Goose Haven Energy Center, Unit #1 | North | Bay Area |  | 48 | 48 | 48 | 48 | 47 | 47 | 47 | 47 | 47 | 48 | 48 | 48 | 48 | ISO
LMEC_1_PL1X3 | Los Medanos Energy Center AGGREGATE | North | Bay Area |  | 561.29 | 561.29 | 561.29 | 561.29 | 556 | 556 | 556 | 556 | 556 | 561.29 | 561.29 | 561.29 | 561.29 | ISO
LODI25_2_UNIT 1 | LODI GAS TURBINE | North | Stockton | 22.7 | 0 | 0 | 0 | 0 | 0 | 0 | 0 | 0 | 0 | 0 | 0 | 0 | 25.3 | ISO
LOWGAP_7_QFUNTS | LOWGAP_7_QFUNTS | North | CAISO System | 0 | 1.42 | 2.03 | 1.98 | 1.1 | 0.37 | 0.26 | 0.28 | 0.36 | 0.39 | 0.4 | 0.45 | 0.33 | 3.2 | CPUC
MALAGA_1_PL1X2 | KRCD Malaga Peaking Plant | North | Fresno | 96 | 0 | 0 | 0 | 0 | 0 | 0 | 0 | 0 | 0 | 0 | 0 | 0 | 96 | ISO
MALCHQ_7_UNIT 1 | MALACHA HYDRO L.P. | North | CAISO System | 0 | 8.95 | 16.47 | 31.44 | 6.56 | 29.1 | 21.27 | 20.86 | 0.71 | 0 | 1 | 3.01 | 1.69 | 32.5 | CPUC
MARKHM_1_CATLST | SAN JOSE COGEN | North | Bay Area | 0 | 0 | 0 | 0 | 0 | 0 | 0 | 0 | 0 | 0 | 0 | 0 | 0 | 6.9 | CPUC
MCARTH_6_BIGVAL | BIG VALLEY LUMBER COMPANY | North | CAISO System | 3.42 | 0 | 0 | 0 | 0 | 0 | 0 | 0 | 0 | 0 | 0 | 0 | 0 | 8.6 | CPUC
MCCALL_1_QF | SMALL QF AGGREGATION - FRESNO | North | Fresno | 0 | 0.3 | 0.44 | 0.63 | 0.66 | 0.77 | 0.66 | 0.63 | 0.75 | 0.61 | 0.49 | 0.31 | 0.3 | 2.5 | CPUC
MCGEN_1_UNIT | ACE COGENERATION | South | CAISO System | 98.62 | 0 | 0 | 0 | 0 | 0 | 0 | 0 | 0 | 0 | 0 | 0 | 0 | 118.32 | CPUC
MCSWAN_6_UNITS | MC SWAIN HYDRO | North | Fresno | 0 | 0 | 0 | 0 | 0.95 | 3.23 | 3.9 | 5.22 | 5.04 | 3.3 | 1.48 | 0 | 0 | 10 | CPUC
MDFKRL_2_PROJCT | MIDDLE FORK AND RALSTON PSP | North | Sierra | 0 | 204.57 | 204.66 | 206.91 | 209.44 | 212.55 | 212.94 | 210.97 | 208.68 | 206.55 | 205.97 | 203.1 | 201.8 | 218.39 | CPUC
MEDOLN_7_CHEVCP | CHEVRON USA (CONCORD) | North | Bay Area | 0.68 | 0 | 0 | 0 | 0 | 0 | 0 | 0 | 0 | 0 | 0 | 0 | 0 | 3.5 | CPUC
MENBIO_6_UNIT | MENDOTA BIOMASS POWER | North | Fresno | 21.74 | 0 | 0 | 0 | 0 | 0 | 0 | 0 | 0 | 0 | 0 | 0 | 0 | 33 | CPUC
MERCFL_6_UNIT | MERCED FALLS | North | Fresno | 0 | 0 | 0 | 0 | 0.53 | 1.51 | 1.86 | 2.33 | 2.2 | 1.57 | 0.75 | 0 | 0 | 3.5 | CPUC
MESAP_1_QF | SMALL QF AGGREGATION - SAN LUIS OBISPO | North | CAISO System | 0 | 0 | 0 | 0 | 0 | 0 | 0 | 0 | 0 | 0 | 0 | 0 | 0 | 1 | CPUC
MESAS_2_QF | MESA QFS | South | LA Basin | 1.17 | 0 | 0 | 0 | 0 | 0 | 0 | 0 | 0 | 0 | 0 | 0 | 0 | 2.9 | CPUC
METCLF_1_QF | SMALL QF AGGREGATION - SANTA CLARA WD | North | Bay Area | 0 | 0 | 0 | 0 | 0 | 0 | 0 | 0 | 0 | 0 | 0 | 0 | 0 | 1.25 | CPUC
METEC_2_PL1X3 | Metcalf Energy Center | North | Bay Area |  | 593.16 | 593.16 | 593.16 | 593.16 | 585 | 575 | 570 | 570 | 580 | 593.16 | 593.16 | 593.16 | 593.16 | ISO
MIDSET_1_UNIT 1 | MIDSET COGEN. CO. | North | Kern | 34.33 |  | 0 | 0 | 0 | 0 | 0 | 0 | 0 | 0 | 0 | 0 | 0 | 52.9 | ISO
MIDWAY_1_QF | SMALL QF AGGREGATION - BAKERSFIELD | North | Kern | 0.02 | 0 | 0 | 0 | 0 | 0 | 0 | 0 | 0 | 0 | 0 | 0 | 0 | 1.2 | CPUC
MILBRA_1_QF | SMALL QF AGGREGATION - DAILY CITY | North | Bay Area | 0 | 0 | 0 | 0 | 0 | 0 | 0 | 0 | 0 | 0 | 0 | 0 | 0 | 1.25 | CPUC
MIRLOM_2_CORONA | MWD Corona Hydroelectric Recovery Plant | South | LA Basin | 1.94 | 0 | 0 | 0 | 0 | 0 | 0 | 0 | 0 | 0 | 0 | 0 | 0 | 2.85 | ISO
MIRLOM_2_TEMESC | MWD Temescal Hydroelectric Recovery Plan | South | LA Basin | 2.18 | 0 | 0 | 0 | 0 | 0 | 0 | 0 | 0 | 0 | 0 | 0 | 0 | 2.85 | ISO
MIRLOM_6_DELGEN | CORONA ENERGY PARTNERS LTD. | South | LA Basin | 39.68 | 0 | 0 | 0 | 0 | 0 | 0 | 0 | 0 | 0 | 0 | 0 | 0 | 50.05 | CPUC
MIRLOM_6_PEAKER | MIRLOM_6_PEAKER | South | LA Basin | 43.18 | 0 | 0 | 0 | 0 | 0 | 0 | 0 | 0 | 0 | 0 | 0 | 0 | 46 | ISO
MIRLOM_7_MWDLKM | Lake Mathews Hydroelectric Recovery Plan | South | LA Basin |  | 2.4 | 2.8 | 3.3 | 3.5 | 3.2 | 3.8 | 3.7 | 4.3 | 4.1 | 2.9 | 2.5 | 2.2 | 5 | ISO
MISSIX_1_QF | SMALL QF AGGREGATION - SAB FRABCUSCI | North | Bay Area | 0.03 | 0 | 0 | 0 | 0 | 0 | 0 | 0 | 0 | 0 | 0 | 0 | 0 | 13 | CPUC
MKTRCK_1_UNIT 1 | MCKITTRICK LIMITED | North | Kern | 43.92 |  | 0 | 0 | 0 | 0 | 0 | 0 | 0 | 0 | 0 | 0 | 0 | 57.9 | ISO
MLPTAS_7_QFUNTS | MLPTAS_7_QFUNTS | North | Bay Area | 0.02 | 0 | 0 | 0 | 0 | 0 | 0 | 0 | 0 | 0 | 0 | 0 | 0 | 2.3 | CPUC
MNDALY_7_UNIT 1 | MANDALAY GEN STA. UNIT 1 | South | Big Creek-Ventura | 215 | 0 | 0 | 0 | 0 | 0 | 0 | 0 | 0 | 0 | 0 | 0 | 0 | 215 | ISO
MNDALY_7_UNIT 2 | MANDALAY GEN STA. UNIT 2 | South | Big Creek-Ventura | 215.29 | 0 | 0 | 0 | 0 | 0 | 0 | 0 | 0 | 0 | 0 | 0 | 0 | 215.29 | ISO
MNDALY_7_UNIT 3 | MANDALAY GEN STA. UNIT 3 | South | Big Creek-Ventura | 130 | 0 | 0 | 0 | 0 | 0 | 0 | 0 | 0 | 0 | 0 | 0 | 0 | 130 | ISO
MNTAGU_7_NEWBYI | GAS RECOVERY SYS. (NEWBY ISLAND 2) | North | Bay Area | 3.62 | 0 | 0 | 0 | 0 | 0 | 0 | 0 | 0 | 0 | 0 | 0 | 0 | 4.8 | CPUC
MOJAVE_1_SIPHON | MOJAVE SIPHON POWER PLANT | South | LA Basin | 14 | 0 | 0 | 0 | 0 | 0 | 0 | 0 | 0 | 0 | 0 | 0 | 0 | 14 | ISO
MONLTH_6_BOREL | BOREL HYDRO UNITS 1-3 AGGREGATE | South | Big Creek-Ventura | 0 | 0.77 | 2.01 | 6.04 | 8.19 | 11 | 6.31 | 10.78 | 9.05 | 3.93 | 1.65 | 2.64 | 2.81 | 11 | CPUC
MONTPH_7_UNITS | MONTICELLO HYDRO AGGREGATE | North | NCNB | 0 | 0.48 | 0.96 | 0.4 | 2.3 | 5.84 | 6.67 | 6.43 | 6.13 | 4.43 | 2.3 | 0.77 | 0.73 | 12.5 | CPUC
MOORPK_6_QF | MOORPARK QFS | South | Big Creek-Ventura | 27.52 | 0 | 0 | 0 | 0 | 0 | 0 | 0 | 0 | 0 | 0 | 0 | 0 | 34.79 | CPUC
MOORPK_7_UNITA1 | WEME- Simi Valley Landfill | South | Big Creek-Ventura | 2.49 | 0 | 0 | 0 | 0 | 0 | 0 | 0 | 0 | 0 | 0 | 0 | 0 | 2.49 | CPUC
MORBAY_7_UNIT 3 | MORRO BAY UNIT 3 | North | CAISO System | 325 | 0 | 0 | 0 | 0 | 0 | 0 | 0 | 0 | 0 | 0 | 0 | 0 | 325 | ISO
MORBAY_7_UNIT 4 | MORRO BAY UNIT 4 | North | CAISO System | 325 | 0 | 0 | 0 | 0 | 0 | 0 | 0 | 0 | 0 | 0 | 0 | 0 | 325 | ISO
MOSSLD_1_QF | SMALL QF AGGREGATION - SANTA CRUZ | North | CAISO System | 1.03 | 0 | 0 | 0 | 0 | 0 | 0 | 0 | 0 | 0 | 0 | 0 | 0 | 1 | CPUC
MOSSLD_2_PSP1 | MOSS LANDING POWER BLOCK 1 | North | CAISO System | 510 | 0 | 0 | 0 | 0 | 0 | 0 | 0 | 0 | 0 | 0 | 0 | 0 | 510 | ISO
MOSSLD_2_PSP2 | MOSS LANDING POWER BLOCK 2 | North | CAISO System | 510 | 0 | 0 | 0 | 0 | 0 | 0 | 0 | 0 | 0 | 0 | 0 | 0 | 510 | ISO
MOSSLD_7_UNIT 6 | MOSS LANDING UNIT 6 | North | CAISO System | 754.33 | 0 | 0 | 0 | 0 | 0 | 0 | 0 | 0 | 0 | 0 | 0 | 0 | 754.33 | ISO
MOSSLD_7_UNIT 7 | MOSS LANDING UNIT 7 | North | CAISO System | 755.7 | 0 | 0 | 0 | 0 | 0 | 0 | 0 | 0 | 0 | 0 | 0 | 0 | 755.7 | ISO
MRCHNT_2_MELDYN | MRCHNT_2_MELDYN | South | CAISO Import |  | 483 | 479 | 474 | 466 | 460 | 442 | 436 | 439 | 451 | 464 | 475 | 483 | 494.58 | ISO
MRGT_6_MEF2 | Miramar II | South | San Diego | 47.9 | 0 | 0 | 0 | 0 | 0 | 0 | 0 | 0 | 0 | 0 | 0 | 0 | 47.96 | ISO
MRGT_6_MMAREF | Miramar Energy Facility | South | San Diego | 46.6 | 0 | 0 | 0 | 0 | 0 | 0 | 0 | 0 | 0 | 0 | 0 | 0 | 48 | ISO
MRGT_7_UNITS | MIRAMAR COMBUSTION TURBINE AGGREGATE | South | San Diego | 36 | 0 | 0 | 0 | 0 | 0 | 0 | 0 | 0 | 0 | 0 | 0 | 0 | 36 | ISO
MSHGTS_6_MMARLF | MIRAMAR LANDFILL | South | San Diego | 3 | 0 | 0 | 0 | 0 | 0 | 0 | 0 | 0 | 0 | 0 | 0 | 0 | 3 | CPUC
MSQUIT_5_SERDYN | MSQUIT_5_SERDYN | South | CAISO Import |  | 1213 | 1213 | 1213 | 1213 | 1206 | 1182 | 1175 | 1182 | 1198 | 1212 | 1213 | 1213 | 1213.87 | ISO
MSSION_2_QF | SMALL QF AGGREGATION - SAN DIEGO | South | San Diego | 0.9 | 0 | 0 | 0 | 0 | 0 | 0 | 0 | 0 | 0 | 0 | 0 | 0 | 50 | CPUC
MTNLAS_6_UNIT | OGDEN POWER PACIFIC, INC.(MT LASSEN) | North | CAISO System | 9.63 | 0 | 0 | 0 | 0 | 0 | 0 | 0 | 0 | 0 | 0 | 0 | 0 | 13.1 | CPUC
MTNPOS_1_UNIT | MT.POSO COGENERATION CO. | North | Kern | 50.33 | 0 | 0 | 0 | 0 | 0 | 0 | 0 | 0 | 0 | 0 | 0 | 0 | 57 | CPUC
MTNPWR_7_BURNEY | OGDEN POWER PACIFIC, INC. (BURNEY) | North | CAISO System | 10.25 | 0 | 0 | 0 | 0 | 0 | 0 | 0 | 0 | 0 | 0 | 0 | 0 | 13 | CPUC
MTWIND_1_UNIT 1 | Mountain View Power Project I | South | LA Basin | 0 | 2.17 | 2.9 | 11.43 | 10.54 | 9.7 | 17.34 | 3.57 | 5.35 | 3.11 | 3.57 | 1.6 | 1.94 | 44.4 | CPUC
MTWIND_1_UNIT 2 | Mountain View Power Project II | South | LA Basin | 0 | 1.05 | 1.36 | 4.59 | 4.98 | 4.31 | 7.32 | 1.8 | 2.36 | 1.52 | 1.53 | 0.84 | 0.82 | 22.2 | CPUC
MTWIND_1_UNIT 3 | Mountain View Power Project III | South | LA Basin | 0 | 0.84 | 1.55 | 5.98 | 5.35 | 5.6 | 7.8 | 2.16 | 2.64 | 2.37 | 1.88 | 0.9 | 0.89 | 22.44 | CPUC
NAPA_2_UNIT | NAPA HOSPITAL | North | NCNB | 0.02 | 0 | 0 | 0 | 0 | 0 | 0 | 0 | 0 | 0 | 0 | 0 | 0 | 2.5 | CPUC
NAROW1_2_UNIT | NARROWS PH 1 UNIT | North | Sierra | 0 | 2.57 | 5.63 | 4.12 | 5.82 | 3.64 | 0 | 1.66 | 0 | 0 | 0 | 0 | 0.73 | 12 | CPUC
NAROW2_2_UNIT | NARROWS PH 2 UNIT | North | Sierra | 0 | 9.95 | 4.11 | 17.04 | 4.73 | 7.98 | 10.07 | 15.95 | 34.88 | 36.95 | 23.04 | 12.57 | 12.09 | 55 | CPUC
NAVY35_1_UNITS | OCCIDENTAL OF ELK HILLS, INC. | North | Kern | 0 | 0 | 0 | 0 | 0 | 0 | 0 | 0 | 0 | 0 | 0 | 0 | 0 | 21 | CPUC
NAVYII_2_UNITS | COSO POWER DEVELOPER (NAVY II) AGGREGATE | South | CAISO System | 73.45 | 0 | 0 | 0 | 0 | 0 | 0 | 0 | 0 | 0 | 0 | 0 | 0 | 99 | ISO
NCPA_7_GP1UN1 | NCPA GEO PLANT 1 UNIT 1 | North | NCNB | 32 | 0 | 0 | 0 | 0 | 0 | 0 | 0 | 0 | 0 | 0 | 0 | 0 | 38.85 | CPUC
NCPA_7_GP1UN2 | NCPA GEO PLANT 1 UNIT 2 | North | NCNB | 29 | 0 | 0 | 0 | 0 | 0 | 0 | 0 | 0 | 0 | 0 | 0 | 0 | 34 | CPUC
NCPA_7_GP2UN3 | NCPA GEO PLANT 2 UNIT 3 | North | NCNB | 28 | 0 | 0 | 0 | 0 | 0 | 0 | 0 | 0 | 0 | 0 | 0 | 0 | 42.42 | CPUC
NCPA_7_GP2UN4 | NCPA GEO PLANT 2 UNIT 4 | North | NCNB | 27 | 0 | 0 | 0 | 0 | 0 | 0 | 0 | 0 | 0 | 0 | 0 | 0 | 46.03 | CPUC
NEWARK_1_QF | NEWARK 1 QF | North | Bay Area | 0.01 | 0 | 0 | 0 | 0 | 0 | 0 | 0 | 0 | 0 | 0 | 0 | 0 | 1.1 | CPUC
NHOGAN_6_UNITS | NEW HOGAN PH AGGREGATE | North | CAISO System | 0 | 0.23 | 0.28 | 0.48 | 1.46 | 1.46 | 1.4 | 1.49 | 1.41 | 0.72 | 0.21 | 0.2 | 0.06 | 4 | CPUC
NIMTG_6_NIQF | NORTH ISLAND QF | South | San Diego | 35.84 | 0 | 0 | 0 | 0 | 0 | 0 | 0 | 0 | 0 | 0 | 0 | 0 | 37 | CPUC
NWCSTL_7_UNIT 1 | NEWCASTLE HYDRO | North | Sierra | 0 | 0 | 0 | 2.85 | 8.83 | 5.94 | 2.68 | 1.46 | 1.3 | 2.92 | 2.54 | 5.14 | 8.82 | 12 | CPUC
OAK C_7_UNIT 1 | OAKLAND STATION C GT UNIT 1 | North | Bay Area | 55 | 0 | 0 | 0 | 0 | 0 | 0 | 0 | 0 | 0 | 0 | 0 | 0 | 55 | ISO
OAK C_7_UNIT 2 | OAKLAND STATION C GT UNIT 2 | North | Bay Area | 55 | 0 | 0 | 0 | 0 | 0 | 0 | 0 | 0 | 0 | 0 | 0 | 0 | 55 | ISO
OAK C_7_UNIT 3 | OAKLAND STATION C GT UNIT 3 | North | Bay Area | 55 | 0 | 0 | 0 | 0 | 0 | 0 | 0 | 0 | 0 | 0 | 0 | 0 | 55 | ISO
OAK L_7_EBMUD | EAST BAY M.U.D. (OAKLAND) | North | Bay Area | 0.44 | 0 | 0 | 0 | 0 | 0 | 0 | 0 | 0 | 0 | 0 | 0 | 0 | 4.6 | CPUC
OILDAL_1_UNIT 1 | OILDALE ENERGY LLC | North | Kern | 39.68 | 0 | 0 | 0 | 0 | 0 | 0 | 0 | 0 | 0 | 0 | 0 | 0 | 47.1 | CPUC
OILFLD_7_QFUNTS | OILFLD_7_QFUNTS | North | CAISO System | 0 | 0.52 | 1.08 | 2.55 | 1.64 | 2.41 | 3.2 | 2.99 | 2.59 | 0.18 | 0.18 | 2.15 | 0.36 | 3.8 | CPUC
OLINDA_2_COYCRK | MWD Coyote Creek Hydroelectric Recovery | South | LA Basin | 3.13 | 0 | 0 | 0 | 0 | 0 | 0 | 0 | 0 | 0 | 0 | 0 | 0 | 3.13 | ISO
OLINDA_2_QF | OLINDA QFS | South | LA Basin | 3.39 | 0 | 0 | 0 | 0 | 0 | 0 | 0 | 0 | 0 | 0 | 0 | 0 | 13.3 | CPUC
OLINDA_7_LNDFIL | OLINDA_7_LNDFIL | South | LA Basin | 4.9 | 0 | 0 | 0 | 0 | 0 | 0 | 0 | 0 | 0 | 0 | 0 | 0 | 5.6 | CPUC
OLSEN_2_UNIT | OLSEN POWER PARTNERS | North | CAISO System | 0 | 0.16 | 0.28 | 0.69 | 1.58 | 2.09 | 0.25 | 0 | 0 | 0 | 0 | 0.01 | 0 | 5.8 | CPUC
OMAR_2_UNITS | KERN RIVER COGENERATION CO. AGGREGATE | South | Big Creek-Ventura | 303.5 | 0 | 0 | 0 | 0 | 0 | 0 | 0 | 0 | 0 | 0 | 0 | 0 | 312 | CPUC
ORMOND_7_UNIT 1 | ORMOND BEACH GEN STA. UNIT 1 | South | Big Creek-Ventura | 741.27 | 0 | 0 | 0 | 0 | 0 | 0 | 0 | 0 | 0 | 0 | 0 | 0 | 741.27 | ISO
ORMOND_7_UNIT 2 | ORMOND BEACH GEN STA. UNIT 2 | South | Big Creek-Ventura | 775 | 0 | 0 | 0 | 0 | 0 | 0 | 0 | 0 | 0 | 0 | 0 | 0 | 775 | ISO
OROVIL_6_UNIT | OROVILLE COGEN | North | Sierra | 6.5 | 0 | 0 | 0 | 0 | 0 | 0 | 0 | 0 | 0 | 0 | 0 | 0 | 9.8 | CPUC
OSO_6_NSPIN | OSO_6_NSPIN | South | Big Creek-Ventura | 8.1 | 0 | 0 | 0 | 0 | 0 | 0 | 0 | 0 | 0 | 0 | 0 | 0 | 70.8 | ISO
OTAY_6_PL1X2 | MMC Chula Vista Aggregate | South | San Diego | 35.5 | 0 | 0 | 0 | 0 | 0 | 0 | 0 | 0 | 0 | 0 | 0 | 0 | 35.5 | ISO
OTAY_6_UNITB1 | OTAY LANDFILL UNITS AGGREGATE | South | San Diego | 2.99 | 0 | 0 | 0 | 0 | 0 | 0 | 0 | 0 | 0 | 0 | 0 | 0 | 5 | CPUC
OTAY_7_UNITC1 | Otay 3 | South | San Diego | 3.75 | 0 | 0 | 0 | 0 | 0 | 0 | 0 | 0 | 0 | 0 | 0 | 0 | 3.75 | CPUC
OXBOW_6_DRUM | OXBOW HYDRO | North | Sierra | 0 | 6 | 6 | 6 | 6 | 6 | 6 | 6 | 6 | 6 | 6 | 6 | 6 | 6 | CPUC
OXMTN_6_LNDFIL | Ox Mountain Landfill Generating Plant | North | Bay Area | 10.14 | 0 | 0 | 0 | 0 | 0 | 0 | 0 | 0 | 0 | 0 | 0 | 0 | 10.62 | ISO
PACLUM_6_UNIT | PACIFIC LUMBER (HUMBOLDT) | North | Humboldt | 21.44 | 0 | 0 | 0 | 0 | 0 | 0 | 0 | 0 | 0 | 0 | 0 | 0 | 26.25 | CPUC
PACORO_6_UNIT | OGDEN POWER PACIFIC, INC. (OROVILLE) | North | Sierra | 16.09 | 0 | 0 | 0 | 0 | 0 | 0 | 0 | 0 | 0 | 0 | 0 | 0 | 23.8 | CPUC
PADUA_2_ONTARO | ONTARIO/SIERRA HYDRO PSP | South | LA Basin | 0 | 0.42 | 0.41 | 1.05 | 1.58 | 1.46 | 1.46 | 1.27 | 1.04 | 0.77 | 0.75 | 0.71 | 0.67 | 1.06 | CPUC
PADUA_6_MWDSDM | San Dimas Hydroelectric Recovery Plant | South | LA Basin |  | 0 | 0 | 2.5 | 1.9 | 3.4 | 5 | 5.1 | 5.7 | 6.5 | 4.2 | 5.2 | 4.2 | 9.9 | ISO
PADUA_6_QF | PADUA QFS | South | LA Basin | 4.46 | 0 | 0 | 0 | 0 | 0 | 0 | 0 | 0 | 0 | 0 | 0 | 0 | 30.1 | CPUC
PADUA_7_SDIMAS | San Dimas Wash Hydro | South | LA Basin |  | 0 | 0 | 0 | 0 | 1.05 | 1.05 | 1.05 | 1.05 | 1.05 | 0 | 0 | 0 | 1.05 | ISO
PALALT_7_COBUG | Cooperatively Owned Back Up Generator | North | Bay Area | 4.5 | 0 | 0 | 0 | 0 | 0 | 0 | 0 | 0 | 0 | 0 | 0 | 0 | 4.5 | ISO
PALOMR_2_PL1X3 | Palomar Energy Center | South | San Diego | 565 | 0 | 0 | 0 | 0 | 0 | 0 | 0 | 0 | 0 | 0 | 0 | 0 | 565.61 | ISO
PANDOL_6_UNIT | DELANO ENERGY COMPANY AGGREGATE | South | Big Creek-Ventura | 33 | 0 | 0 | 0 | 0 | 0 | 0 | 0 | 0 | 0 | 0 | 0 | 0 | 49 | ISO
PEARBL_2_NSPIN | PEARBL_2_NSPIN | South | CAISO System | 137 | 0 | 0 | 0 | 0 | 0 | 0 | 0 | 0 | 0 | 0 | 0 | 0 | 151.2 | ISO
PHOENX_1_UNIT | PHOENIX PH | North | Stockton | 0 | 0.44 | 0.3 | 0.4 | 1.9 | 2 | 1.68 | 1.07 | 1.45 | 1.36 | 0.76 | 0.25 | 0.42 | 2 | CPUC
PINFLT_7_UNITS | PINE FLAT HYDRO AGGREGATE | North | Fresno | 210 | 0 | 0 | 0 | 0 | 0 | 0 | 0 | 0 | 0 | 0 | 0 | 0 | 210 | ISO
PIT1_7_UNIT 1 | PIT PH 1 UNIT 1 | North | CAISO System | 0 | 30.5 | 30.5 | 30.5 | 30.5 | 30.5 | 30.5 | 30.5 | 30.5 | 30.5 | 30.5 | 30.5 | 30.5 | 32 | CPUC
PIT1_7_UNIT 2 | PIT PH 1 UNIT 2 | North | CAISO System | 0 | 30.5 | 30.5 | 30.5 | 30.5 | 30.5 | 30.5 | 30.5 | 30.5 | 30.5 | 30.5 | 30.5 | 30.5 | 32 | CPUC
PIT3_7_PL1X3 | PIT PH 3 UNITS 1, 2 & 3 AGGREGATE | North | CAISO System | 0 | 70.6 | 70.6 | 70.6 | 70.6 | 70.6 | 70.6 | 70.6 | 70.6 | 70.6 | 70.6 | 70.6 | 70.6 | 70.6 | CPUC
PIT4_7_PL1X2 | PIT PH 4 UNITS 1 & 2 AGGREGATE | North | CAISO System | 0 | 95 | 95 | 95 | 95 | 95 | 95 | 95 | 95 | 95 | 95 | 95 | 95 | 95 | CPUC
PIT5_7_PL1X2 | PIT PH 5 UNITS 1 & 2 AGGREGATE | North | CAISO System | 0 | 80 | 80 | 80 | 80 | 80 | 80 | 80 | 80 | 80 | 80 | 80 | 80 | 82 | CPUC
PIT5_7_PL3X4 | PIT PH 5 UNITS 3 & 4 AGGREGATE | North | CAISO System | 0 | 80 | 80 | 80 | 80 | 80 | 80 | 80 | 80 | 80 | 80 | 80 | 80 | 82 | CPUC
PIT5_7_QFUNTS | PIT 5 HYDRO QF UNITS | North | CAISO System | 0 | 0.38 | 0.63 | 1.29 | 1.21 | 1.08 | 0.34 | 0.04 | 0 | 0.02 | 0.18 | 0.21 | 0.18 | 3.75 | CPUC
PIT6_7_UNIT 1 | PIT PH 6 UNIT 1 | North | CAISO System | 0 | 39 | 39 | 39 | 39 | 39 | 39 | 39 | 39 | 39 | 39 | 39 | 39 | 39 | CPUC
PIT6_7_UNIT 2 | PIT PH 6 UNIT 2 | North | CAISO System | 0 | 40 | 40 | 40 | 40 | 40 | 40 | 40 | 40 | 40 | 40 | 40 | 40 | 40 | CPUC
PIT7_7_UNIT 1 | PIT PH 7 UNIT 1 | North | CAISO System | 0 | 55.7 | 55.7 | 55.7 | 55.7 | 55.7 | 55.7 | 55.7 | 55.7 | 55.7 | 55.7 | 55.7 | 55.7 | 55.7 | CPUC
PIT7_7_UNIT 2 | PIT PH 7 UNIT 2 | North | CAISO System | 0 | 54.6 | 54.6 | 54.6 | 54.6 | 54.6 | 54.6 | 54.6 | 54.6 | 54.6 | 54.6 | 54.6 | 54.6 | 54.6 | CPUC
PITTSP_7_UNIT 5 | PITTSBURG UNIT 5 | North | Bay Area | 312 | 0 | 0 | 0 | 0 | 0 | 0 | 0 | 0 | 0 | 0 | 0 | 0 | 312 | ISO
PITTSP_7_UNIT 6 | PITTSBURG UNIT 6 | North | Bay Area | 317 | 0 | 0 | 0 | 0 | 0 | 0 | 0 | 0 | 0 | 0 | 0 | 0 | 317 | ISO
PITTSP_7_UNIT 7 | PITTSBURG UNIT 7 | North | Bay Area | 682 | 0 | 0 | 0 | 0 | 0 | 0 | 0 | 0 | 0 | 0 | 0 | 0 | 682 | ISO
PLACVL_1_CHILIB | Chili Bar Hydro | North | Sierra | 0 | 1.25 | 1.38 | 2.78 | 3.35 | 4.28 | 2.74 | 2.11 | 2.51 | 2.59 | 1.55 | 1.02 | 1.74 | 8.4 | CPUC
PLACVL_1_RCKCRE | PLACER UNIT (ROCK CREEK) | North | Sierra | 0 | 0.26 | 0.6 | 0.05 | 0 | 0 | 0 | 0 | 0 | 0 | 0 | 0 | 0.01 | 5 | CPUC
PLSNTG_7_LNCLND | Lincoln Landfill Power Plant | North | Sierra | 2.4 | 0 | 0 | 0 | 0 | 0 | 0 | 0 | 0 | 0 | 0 | 0 | 0 | 2.1 | CPUC
PNCHEG_2_PL1X4 | PANOCHE ENERGY CENTER (Aggregated) | North | CAISO System | 380.96 | 0 | 0 | 0 | 0 | 0 | 0 | 0 | 0 | 0 | 0 | 0 | 0 | 400 | ISO
PNCHPP_1_PL1X2 | STARWOOD POWER - MIDWAY LLC | North | Fresno | 111.16 | 0 | 0 | 0 | 0 | 0 | 0 | 0 | 0 | 0 | 0 | 0 | 0 | 120 | ISO
PNOCHE_1_PL1X2 | Panoche Peaker | North | Fresno | 40 | 0 | 0 | 0 | 0 | 0 | 0 | 0 | 0 | 0 | 0 | 0 | 0 | 55.38 | ISO
PNOCHE_1_UNITA1 | CalPeak Power - Panoche LLC | North | Fresno | 42.78 | 0 | 0 | 0 | 0 | 0 | 0 | 0 | 0 | 0 | 0 | 0 | 0 | 52.01 | ISO
POEPH_7_UNIT 1 | POE HYDRO UNIT 1 | North | Sierra | 0 | 60 | 60 | 60 | 60 | 60 | 60 | 60 | 60 | 60 | 60 | 60 | 60 | 68 | CPUC
POEPH_7_UNIT 2 | POE HYDRO UNIT 2 | North | Sierra | 0 | 60 | 60 | 60 | 60 | 60 | 60 | 60 | 60 | 60 | 60 | 60 | 60 | 60 | CPUC
POTRPP_7_UNIT 3 | POTRERO UNIT 3 | North | Bay Area | 206 | 0 | 0 | 0 | 0 | 0 | 0 | 0 | 0 | 0 | 0 | 0 | 0 | 206 | ISO
POTRPP_7_UNIT 4 | POTRERO UNIT 4 | North | Bay Area | 52 | 0 | 0 | 0 | 0 | 0 | 0 | 0 | 0 | 0 | 0 | 0 | 0 | 52 | ISO
POTRPP_7_UNIT 5 | POTRERO UNIT 5 | North | Bay Area | 52 | 0 | 0 | 0 | 0 | 0 | 0 | 0 | 0 | 0 | 0 | 0 | 0 | 52 | ISO
POTRPP_7_UNIT 6 | POTRERO UNIT 6 | North | Bay Area | 52 | 0 | 0 | 0 | 0 | 0 | 0 | 0 | 0 | 0 | 0 | 0 | 0 | 52 | ISO
POTTER_6_UNITS | Potter Valley | North | NCNB | 0 | 9.2 | 9.2 | 9.2 | 9.2 | 9.2 | 9.2 | 9.2 | 9.2 | 9.2 | 9.2 | 9.2 | 9.2 | 10.1 | CPUC
POTTER_7_VECINO | Vecino Vineyards LLC | North | NCNB | 0 | 0.05 | 0.03 | 0.01 | 0 | 0.02 | 0.03 | 0.03 | 0.03 | 0.02 | 0 | 0 | 0 | 1.25 | CPUC
PRNDAL_7_COVANT | COVANTA POWER PACIFIC (SALINAS) | North | CAISO System | 0.9 | 0 | 0 | 0 | 0 | 0 | 0 | 0 | 0 | 0 | 0 | 0 | 0 | 2 | CPUC
PSWEET_7_QFUNTS | PSWEET_7_QFUNTS | North | CAISO System | 0.58 | 0 | 0 | 0 | 0 | 0 | 0 | 0 | 0 | 0 | 0 | 0 | 0 | 1.2 | CPUC
PTLOMA_6_NTCCGN | AEI MCRD STEAM TURBINE | South | San Diego | 2.16 | 0 | 0 | 0 | 0 | 0 | 0 | 0 | 0 | 0 | 0 | 0 | 0 | 5 | CPUC
PTLOMA_6_NTCQF | NTC/MCRD COGENERATION | South | San Diego | 22.28 | 0 | 0 | 0 | 0 | 0 | 0 | 0 | 0 | 0 | 0 | 0 | 0 | 22.3 | CPUC
PWEST_1_UNIT | PACIFIC WEST 1 WIND GENERATION | South | LA Basin | 0 | 0.09 | 0.12 | 0.27 | 0.33 | 0.43 | 0.48 | 0.22 | 0.27 | 0.25 | 0.15 | 0.08 | 0.07 | 2.1 | CPUC
RCKCRK_7_UNIT 1 | ROCK CREEK HYDRO UNIT 1 | North | Sierra | 0 | 56 | 56 | 56 | 56 | 56 | 56 | 56 | 56 | 56 | 56 | 56 | 56 | 57 | CPUC
RCKCRK_7_UNIT 2 | ROCK CREEK HYDRO UNIT 2 | North | Sierra | 0 | 56 | 56 | 56 | 56 | 56 | 56 | 56 | 56 | 56 | 56 | 56 | 56 | 56.9 | CPUC
RECTOR_2_KAWEAH | KAWEAH PH 2 & 3 PSP AGGREGATE | South | Big Creek-Ventura | 0 | 0.15 | 0.36 | 1.79 | 1.88 | 1.84 | 1.92 | 1.9 | 0.78 | 0.36 | 0.73 | 3.9 | 1.71 | 6.55 | CPUC
RECTOR_2_KAWH 1 | KAWEAH PH 1 UNIT 1 | South | Big Creek-Ventura | 0 | 0.67 | 0.82 | 1.62 | 1.88 | 1.79 | 1.94 | 1.89 | 1.41 | 0.83 | 0.83 | 1.2 | 0.48 | 2.25 | CPUC
RECTOR_2_QF | RECTOR QFS | South | Big Creek-Ventura | 10.23 | 0 | 0 | 0 | 0 | 0 | 0 | 0 | 0 | 0 | 0 | 0 | 0 | 19.5 | CPUC
RECTOR_7_TULARE | RECTOR_7_TULARE | South | Big Creek-Ventura | 1.6 | 0 | 0 | 0 | 0 | 0 | 0 | 0 | 0 | 0 | 0 | 0 | 0 | 1.6 | CPUC
REDBLF_6_UNIT | RED BLUFF PEAKER PLANT | North | CAISO System | 44 | 0 | 0 | 0 | 0 | 0 | 0 | 0 | 0 | 0 | 0 | 0 | 0 | 44 | ISO
REDOND_7_UNIT 5 | REDONDO GEN STA. UNIT 5 | South | LA Basin | 178.87 | 0 | 0 | 0 | 0 | 0 | 0 | 0 | 0 | 0 | 0 | 0 | 0 | 178.87 | ISO
REDOND_7_UNIT 6 | REDONDO GEN STA. UNIT 6 | South | LA Basin | 175 | 0 | 0 | 0 | 0 | 0 | 0 | 0 | 0 | 0 | 0 | 0 | 0 | 175 | ISO
REDOND_7_UNIT 7 | REDONDO GEN STA. UNIT 7 | South | LA Basin | 493.24 | 0 | 0 | 0 | 0 | 0 | 0 | 0 | 0 | 0 | 0 | 0 | 0 | 493.24 | ISO
REDOND_7_UNIT 8 | REDONDO GEN STA. UNIT 8 | South | LA Basin | 495.9 | 0 | 0 | 0 | 0 | 0 | 0 | 0 | 0 | 0 | 0 | 0 | 0 | 495.9 | ISO
RHONDO_2_QF | RIO HONDO QFS | South | LA Basin | 1.27 | 0 | 0 | 0 | 0 | 0 | 0 | 0 | 0 | 0 | 0 | 0 | 0 | 5.1 | CPUC
RHONDO_6_PUENTE | Puente Hills GTE Facility Phase II | South | LA Basin | 4.5 | 0 | 0 | 0 | 0 | 0 | 0 | 0 | 0 | 0 | 0 | 0 | 0 | 4 | CPUC
RICHMN_7_BAYENV | BAY ENVIRONMENTAL (NOVE POWER) | North | Bay Area | 2 | 0 | 0 | 0 | 0 | 0 | 0 | 0 | 0 | 0 | 0 | 0 | 0 | 2.5 | CPUC
RIOBRV_6_UNIT 1 | RIO BRAVO FRESNO | North | Kern | 0 | 0 | 1.07 | 4.06 | 4.93 | 7.32 | 10.84 | 7.33 | 8.46 | 3.24 | 0 | 0 | 0 | 18.4 | CPUC
RIOOSO_1_QF | SMALL QF AGGREGATION - GRASS VALLEY | North | Sierra | 0 | 0.32 | 0.49 | 0.82 | 1.26 | 1.49 | 1.01 | 0.92 | 0.77 | 0.69 | 0.36 | 0.09 | 0.18 | 7.5 | CPUC
ROLLIN_6_UNIT | ROLLINS HYDRO | North | Sierra | 0 | 7.45 | 6.97 | 9.37 | 11.16 | 11.55 | 11.65 | 11.43 | 11.09 | 10.94 | 8.29 | 7.94 | 8.12 | 13.5 | CPUC
RVRVEW_1_UNITA1 | Riverview Energy Center (GP Antioch) | North | Bay Area |  | 48.7 | 48.7 | 48.7 | 48.7 | 47.7 | 46 | 46 | 46 | 47 | 48.7 | 48.7 | 48.7 | 48.7 | ISO
RVSIDE_6_RERCU1 | Riverside Energy Res. Ctr Unit 1 | South | LA Basin | 48.35 | 0 | 0 | 0 | 0 | 0 | 0 | 0 | 0 | 0 | 0 | 0 | 0 | 48.35 | ISO
RVSIDE_6_RERCU2 | Riverside Energy Res. Ctr Unit 2 | South | LA Basin | 48.5 | 0 | 0 | 0 | 0 | 0 | 0 | 0 | 0 | 0 | 0 | 0 | 0 | 48.5 | ISO
RVSIDE_6_SPRING | SPRINGS GENERATION PROJECT AGGREGATE | South | LA Basin | 36 | 0 | 0 | 0 | 0 | 0 | 0 | 0 | 0 | 0 | 0 | 0 | 0 | 36 | ISO
SALIRV_2_UNIT | SALINAS RIVER COGEN CO. | North | CAISO System | 32.03 | 0 | 0 | 0 | 0 | 0 | 0 | 0 | 0 | 0 | 0 | 0 | 0 | 57 | CPUC
SALTSP_7_UNITS | SALT SPRINGS HYDRO AGGREGATE | North | CAISO System | 0 | 33.82 | 33.72 | 34.18 | 34.94 | 36.51 | 37.92 | 37.97 | 37.57 | 37.26 | 36.85 | 36.27 | 35.26 | 46 | CPUC
SAMPSN_6_KELCO1 | KELCO QUALIFYING FACILITY | South | San Diego | 4.02 | 0 | 0 | 0 | 0 | 0 | 0 | 0 | 0 | 0 | 0 | 0 | 0 | 25 | CPUC
SANJOA_1_UNIT 1 | SAN JOAQUIN COGEN | North | CAISO System | 48 | 0 | 0 | 0 | 0 | 0 | 0 | 0 | 0 | 0 | 0 | 0 | 0 | 48 | CPUC
SANTFG_7_UNITS | GEYSERS POWER COMPANY, LLC | North | NCNB | 60 | 0 | 0 | 0 | 0 | 0 | 0 | 0 | 0 | 0 | 0 | 0 | 0 | 92.1 | ISO
SANTGO_6_COYOTE | GAS RECOVERY SYS. (COYOTE CANYON) | South | LA Basin | 9.99 | 0 | 0 | 0 | 0 | 0 | 0 | 0 | 0 | 0 | 0 | 0 | 0 | 9.99 | CPUC
SARGNT_2_UNIT | SARGENT CANYON COGEN. COMPANY | North | CAISO System | 33.59 | 0 | 0 | 0 | 0 | 0 | 0 | 0 | 0 | 0 | 0 | 0 | 0 | 57.1 | CPUC
SAUGUS_6_MWDFTH | Foothill Hydroelectric Recovery Plant | South | Big Creek-Ventura |  | 6 | 4 | 4.9 | 6.6 | 6.4 | 6.8 | 5.7 | 6.5 | 6.3 | 5.4 | 5.3 | 5.4 | 9.1 | ISO
SAUGUS_6_PTCHGN | COUNTY OF LOS ANGELES -- PITCHLE | South | Big Creek-Ventura | 21.54 | 0 | 0 | 0 | 0 | 0 | 0 | 0 | 0 | 0 | 0 | 0 | 0 | 29.8 | CPUC
SAUGUS_6_QF | SAUGUS QFS | South | Big Creek-Ventura | 2.72 | 0 | 0 | 0 | 0 | 0 | 0 | 0 | 0 | 0 | 0 | 0 | 0 | 8.9 | CPUC
SAUGUS_7_LOPEZ | MM Lopez Energy | South | Big Creek-Ventura | 6.1 | 0 | 0 | 0 | 0 | 0 | 0 | 0 | 0 | 0 | 0 | 0 | 0 | 6.1 | CPUC
SBERDO_2_PSP3 | Mountainview Gen Sta. Unit 3 | South | LA Basin | 484.5 | 0 | 0 | 0 | 0 | 0 | 0 | 0 | 0 | 0 | 0 | 0 | 0 | 525 | ISO
SBERDO_2_PSP4 | Mountainview Gen Sta. Unit 4 | South | LA Basin | 484.5 | 0 | 0 | 0 | 0 | 0 | 0 | 0 | 0 | 0 | 0 | 0 | 0 | 525 | ISO
SBERDO_2_QF | SAN BERADINO QFS | South | LA Basin | 0.16 | 0 | 0 | 0 | 0 | 0 | 0 | 0 | 0 | 0 | 0 | 0 | 0 | 14.95 | CPUC
SBERDO_2_SNTANA | SANTA ANA PSP | South | LA Basin | 0 | 0.64 | 0.27 | 1.85 | 3.77 | 2.85 | 1.89 | 0.96 | 0.73 | 0.48 | 0.6 | 0.77 | 0.73 | 6.95 | CPUC
SBERDO_6_MILLCK | MILL CREEK PSP | South | LA Basin | 0 | 0.67 | 0.88 | 1.2 | 2.63 | 2.09 | 3.27 | 2.51 | 2.23 | 1.73 | 1.59 | 1.57 | 1.65 | 3.93 | CPUC
SCHLTE_1_UNITA1 | Tracy Unit 1 Peaking Project | North | Stockton | 83.56 | 0 | 0 | 0 | 0 | 0 | 0 | 0 | 0 | 0 | 0 | 0 | 0 | 94 | ISO
SCHLTE_1_UNITA2 | Tracy Unit 2 Peaking Project | North | Stockton | 82.88 | 0 | 0 | 0 | 0 | 0 | 0 | 0 | 0 | 0 | 0 | 0 | 0 | 94 | ISO
SEARLS_7_ARGUS | NORTH AMERICAN ARGUS | South | CAISO System | 14.81 | 0 | 0 | 0 | 0 | 0 | 0 | 0 | 0 | 0 | 0 | 0 | 0 | 62.5 | CPUC
SEARLS_7_WESTEN | NORTH AMERICAN WESTEND | South | CAISO System | 1.09 | 0 | 0 | 0 | 0 | 0 | 0 | 0 | 0 | 0 | 0 | 0 | 0 | 15.5 | CPUC
SEAWST_6_LAPOS | SEA WEST WIND QF AGGREGATION | North | Bay Area | 0 | 0.01 | 0.01 | 0.17 | 0.23 | 0.61 | 0.45 | 0.48 | 0.34 | 0.18 | 0.1 | 0.02 | 0 | 100 | CPUC
SEGS_1_SEGS2 | SUNRAY ENERGY, INC. - SEGS 2 | South | CAISO System | 0 | 0 | 0.01 | 0.22 | 3.13 | 7.76 | 24.54 | 17.02 | 24.59 | 14.46 | 0.56 | 0 | 0 | 45.5 | CPUC
SGREGY_6_SANGER | DYNAMIS COGEN | North | Fresno | 37.47 | 0 | 0 | 0 | 0 | 0 | 0 | 0 | 0 | 0 | 0 | 0 | 0 | 48.3 | CPUC
SIERRA_1_UNITS | HIGH SIERRA LIMITED | North | Kern | 45.8 | 0 | 0 | 0 | 0 | 0 | 0 | 0 | 0 | 0 | 0 | 0 | 0 | 60.3 | CPUC
SLUISP_2_UNITS | SAN LUIS (GIANELLI) PUMP-GEN (AGGREGATE) | North | CAISO System | 362.4 | 0 | 0 | 0 | 0 | 0 | 0 | 0 | 0 | 0 | 0 | 0 | 0 | 374.43 | ISO
SLYCRK_1_UNIT 1 | SLY CREEK HYDRO | North | Sierra | 0 | 6.35 | 6.63 | 9.49 | 12.01 | 14.41 | 14.4 | 12.92 | 10.36 | 8.3 | 8 | 7.85 | 6.94 | 13 | CPUC
SMARQF_1_UNIT 1 | SANTA MARIA COGEN | North | CAISO System | 8 | 0 | 0 | 0 | 0 | 0 | 0 | 0 | 0 | 0 | 0 | 0 | 0 | 8.1 | CPUC
SMPAND_7_UNIT | WHEELABRATOR LASSEN INC. | North | CAISO System | 26.84 | 0 | 0 | 0 | 0 | 0 | 0 | 0 | 0 | 0 | 0 | 0 | 0 | 53.1 | CPUC
SMPRIP_1_SMPSON | RIPON COGENERATION, INC. | North | CAISO System | 44.28 | 0 | 0 | 0 | 0 | 0 | 0 | 0 | 0 | 0 | 0 | 0 | 0 | 56.9 | CPUC
SMRCOS_6_UNIT 1 | SAN MARCOS LANDFILL BIO-GAS | South | San Diego | 0.75 | 0 | 0 | 0 | 0 | 0 | 0 | 0 | 0 | 0 | 0 | 0 | 0 | 5 | CPUC
SMUDGO_7_UNIT 1 | SONOMA POWER PLANT | North | NCNB | 37 | 0 | 0 | 0 | 0 | 0 | 0 | 0 | 0 | 0 | 0 | 0 | 0 | 53 | ISO
SNCLRA_6_OXGEN | E.F. OXNARD INCORPORATED | South | Big Creek-Ventura | 46.38 | 0 | 0 | 0 | 0 | 0 | 0 | 0 | 0 | 0 | 0 | 0 | 0 | 48.9 | CPUC
SNCLRA_6_PROCGN | PROCTER AND GAMBLE OXNARD II | South | Big Creek-Ventura | 45.37 | 0 | 0 | 0 | 0 | 0 | 0 | 0 | 0 | 0 | 0 | 0 | 0 | 49.9 | CPUC
SNCLRA_6_QF | SANTA CLARA QFS | South | Big Creek-Ventura | 2.04 | 0 | 0 | 0 | 0 | 0 | 0 | 0 | 0 | 0 | 0 | 0 | 0 | 12.9 | CPUC
SNCLRA_6_WILLMT | WILLIAMETTE | South | Big Creek-Ventura | 14.2 | 0 | 0 | 0 | 0 | 0 | 0 | 0 | 0 | 0 | 0 | 0 | 0 | 27.81 | CPUC
SNDBAR_7_UNIT 1 | SAND BAR HYDRO | North | Stockton | 0 | 2.96 | 1.23 | 3.39 | 8.67 | 7.06 | 5.5 | 10.61 | 11.09 | 9.19 | 5.26 | 1.38 | 2.97 | 18.6 | CPUC
SNMALF_6_UNITS | Sonoma County Landfill | North | NCNB | 5.52 | 0 | 0 | 0 | 0 | 0 | 0 | 0 | 0 | 0 | 0 | 0 | 0 | 7.5 | CPUC
SOBAY_7_GT1 | SOUTHBAY GAS TURBINE 1 | South | San Diego | 15 | 0 | 0 | 0 | 0 | 0 | 0 | 0 | 0 | 0 | 0 | 0 | 0 | 15 | ISO
SOBAY_7_SY1 | SOUTHBAY UNIT 1 | South | San Diego | 146 | 0 | 0 | 0 | 0 | 0 | 0 | 0 | 0 | 0 | 0 | 0 | 0 | 146 | ISO
SOBAY_7_SY2 | SOUTHBAY UNIT 2 | South | San Diego | 149.6 | 0 | 0 | 0 | 0 | 0 | 0 | 0 | 0 | 0 | 0 | 0 | 0 | 149.6 | ISO
SOBAY_7_SY3 | SOUTHBAY UNIT 3 | South | San Diego | 175 | 0 | 0 | 0 | 0 | 0 | 0 | 0 | 0 | 0 | 0 | 0 | 0 | 175 | ISO
SOBAY_7_SY4 | SOUTHBAY UNIT 4 | South | San Diego | 222 | 0 | 0 | 0 | 0 | 0 | 0 | 0 | 0 | 0 | 0 | 0 | 0 | 222 | ISO
SONGS_7_UNIT 2 | SAN ONOFRE NUCLEAR UNIT 2 | South | LA Basin | 1122 | 0 | 0 | 0 | 0 | 0 | 0 | 0 | 0 | 0 | 0 | 0 | 0 | 1124 | ISO
SONGS_7_UNIT 3 | SAN ONOFRE NUCLEAR UNIT 3 | South | LA Basin | 1124 | 0 | 0 | 0 | 0 | 0 | 0 | 0 | 0 | 0 | 0 | 0 | 0 | 1126 | ISO
SOUTH_2_UNIT | SOUTH HYDRO | North | CAISO System | 0 | 4.08 | 4.23 | 6.05 | 7.11 | 7.13 | 6.03 | 4.45 | 3.49 | 3.27 | 2.51 | 3.83 | 3.93 | 7.1 | CPUC
SPAULD_6_UNIT 3 | SPAULDING HYDRO PH 3 UNIT | North | Sierra | 0 | 1.26 | 0.09 | 1.2 | 3.89 | 3.95 | 4.1 | 0.82 | 4.7 | 4.89 | 4.83 | 4.73 | 4.73 | 6.5 | CPUC
SPAULD_6_UNIT12 | SPAULDING HYDRO PH 1 & 2 AGGREGATE | North | Sierra | 0 | 5.93 | 6.14 | 9.43 | 11.12 | 13.3 | 14.48 | 12.43 | 9.91 | 7.73 | 9.06 | 9.54 | 7.93 | 11.4 | CPUC
SPBURN_2_UNIT 1 | SIERRA PACIFIC IND. (BURNEY) | North | CAISO System | 13 | 0 | 0 | 0 | 0 | 0 | 0 | 0 | 0 | 0 | 0 | 0 | 0 | 22 | CPUC
SPBURN_7_SNOWMT | SPBURN_7_SNOWMT | North | CAISO System | 0 | 0.04 | 0 | 0.37 | 0.98 | 1.45 | 0 | 0 | 0 | 0 | 0 | 0 | 0 | 3 | CPUC
SPI LI_2_UNIT 1 | SIERRA PACIFIC IND. (LINCOLN) | North | Sierra | 9.37 | 0 | 0 | 0 | 0 | 0 | 0 | 0 | 0 | 0 | 0 | 0 | 0 | 17.2 | CPUC
SPIAND_1_UNIT | SIERRA PACIFIC IND. (ANDERSON) | North | CAISO System | 0.27 | 0 | 0 | 0 | 0 | 0 | 0 | 0 | 0 | 0 | 0 | 0 | 0 | 5.7 | CPUC
SPICER_1_UNITS | SPICER HYDRO UNITS 1-3 AGGREGATE | North | CAISO System | 6 | 0 | 0 | 0 | 0 | 0 | 0 | 0 | 0 | 0 | 0 | 0 | 0 | 6 | ISO
SPIFBD_1_PL1X2 | SIERRA PACIFIC IND. (SONORA) | North | Stockton | 3 | 0 | 0 | 0 | 0 | 0 | 0 | 0 | 0 | 0 | 0 | 0 | 0 | 3 | CPUC
SPQUIN_6_SRPCQU | SIERRA PACIFIC IND. (QUINCY) | North | CAISO System | 18.85 | 0 | 0 | 0 | 0 | 0 | 0 | 0 | 0 | 0 | 0 | 0 | 0 | 22 | CPUC
SPRGAP_1_UNIT 1 | SPRING GAP HYDRO | North | Stockton | 0 | 0 | 0 | 0.89 | 6.4 | 6.62 | 6.7 | 3.76 | 0.59 | 5.32 | 5.21 | 0.74 | 3.82 | 7 | CPUC
SPRGVL_2_QF | SPRINGVILLE QFS | South | Big Creek-Ventura | 0.52 | 0 | 0 | 0 | 0 | 0 | 0 | 0 | 0 | 0 | 0 | 0 | 0 | 2.6 | CPUC
SPRGVL_2_TULE | TULE RIVER HYDRO PLANT (PG&E) | South | Big Creek-Ventura | 0 | 0.94 | 0.8 | 2.73 | 5.23 | 6.13 | 4.96 | 1.76 | 1.11 | 0.82 | 0.6 | 1.17 | 1 | 6.4 | CPUC
SPRGVL_2_TULESC | TULE RIVER HYDRO PLANT (SCE) | South | Big Creek-Ventura | 0 | 1.06 | 0.96 | 2.2 | 2.4 | 2.38 | 2.3 | 1.27 | 0.52 | 0.15 | 0.64 | 1.29 | 1.25 | 2.5 | CPUC
SRINTL_6_UNIT | SRI INTERNATIONAL | North | Bay Area | 0.89 | 0 | 0 | 0 | 0 | 0 | 0 | 0 | 0 | 0 | 0 | 0 | 0 | 6.9 | CPUC
STANIS_7_UNIT 1 | STANISLAUS HYDRO | North | Stockton | 0 | 91 | 91 | 91 | 91 | 91 | 91 | 91 | 91 | 91 | 91 | 91 | 91 | 91 | CPUC
STAUFF_1_UNIT | RHODIA INC. (RHONE-POULENC) | North | Bay Area | 0.05 | 0 | 0 | 0 | 0 | 0 | 0 | 0 | 0 | 0 | 0 | 0 | 0 | 4.6 | CPUC
STIGCT_2_LODI | LODI STIG UNIT | North | Sierra | 49.5 | 0 | 0 | 0 | 0 | 0 | 0 | 0 | 0 | 0 | 0 | 0 | 0 | 49.9 | ISO
STNRES_1_UNIT | STANISLAUS WASTE ENERGY CO. | North | Stockton | 14.66 | 0 | 0 | 0 | 0 | 0 | 0 | 0 | 0 | 0 | 0 | 0 | 0 | 22.3 | CPUC
STOILS_1_UNITS | CHEVRON RICHMOND REFINERY | North | Bay Area | 0.17 | 0 | 0 | 0 | 0 | 0 | 0 | 0 | 0 | 0 | 0 | 0 | 0 | 113.9 | CPUC
STOKCG_1_UNIT 1 | STOCKTON COGEN CO. | North | Stockton | 47.44 | 0 | 0 | 0 | 0 | 0 | 0 | 0 | 0 | 0 | 0 | 0 | 0 | 63 | CPUC
STOREY_7_MDRCHW | MADERA CHOWCHILLA | North | Fresno | 0 | 0 | 0 | 0 | 0.33 | 0.51 | 1.54 | 1.77 | 0.82 | 0 | 0 | 0 | 0 | 3.75 | CPUC
SUISUN_7_CTYFAI | CITY OF FAIRFIELD GENERATION AGGREGATE | North | CAISO System | 0.02 | 0 | 0 | 0 | 0 | 0 | 0 | 0 | 0 | 0 | 0 | 0 | 0 | 1.25 | CPUC
SUNRIS_2_PL1X3 | Sunrise Power Project AGGREGATE II | North | CAISO System | 560 | 0 | 0 | 0 | 0 | 0 | 0 | 0 | 0 | 0 | 0 | 0 | 0 | 590 | ISO
SUNSET_2_UNITS | MIDWAY SUNSET COGENERATION PLANT | North | CAISO System | 240 | 0 | 0 | 0 | 0 | 0 | 0 | 0 | 0 | 0 | 0 | 0 | 0 | 240 | CPUC
SUTTER_2_PL1X3 | SUTTER POWER PLANT AGGREGATE | North | CAISO Import |  | 525 | 525 | 525 | 525 | 525 | 515 | 505 | 500 | 515 | 520 | 525 | 525 | 525 | ISO
SYCAMR_2_UNITS | SYCAMORE COGENNERATION AGGREGATE | South | Big Creek-Ventura | 278.93 | 0 | 0 | 0 | 0 | 0 | 0 | 0 | 0 | 0 | 0 | 0 | 0 | 382.49 | CPUC
TANHIL_6_SOLART | BERRY PETROLEUM COGEN 18 AGGREGATE | North | Kern | 8.86 | 0 | 0 | 0 | 0 | 0 | 0 | 0 | 0 | 0 | 0 | 0 | 0 | 17 | CPUC
TBLMTN_6_QF | SMALL QF AGGREGATION - PARADISE | North | CAISO System | 0 | 0.71 | 1.4 | 1.66 | 1.82 | 1.26 | 0.9 | 0.55 | 0.59 | 0.32 | 0.26 | 0.34 | 0.26 | 5.8 | CPUC
TEMBLR_7_WELLPT | NUEVO ENERGY COMPANY (WELPORT) | North | Kern | 0.36 | 0 | 0 | 0 | 0 | 0 | 0 | 0 | 0 | 0 | 0 | 0 | 0 | 7 | CPUC
TENGEN_6_UNIT 1 | Berry Petroleum Placerita, Unit 1 | South | Big Creek-Ventura | 19.93 | 0 | 0 | 0 | 0 | 0 | 0 | 0 | 0 | 0 | 0 | 0 | 0 | 22.7 | CPUC
TENGEN_6_UNIT 2 | Berry Petroleum Placerita, Unit 2 | South | Big Creek-Ventura | 17.5 | 0 | 0 | 0 | 0 | 0 | 0 | 0 | 0 | 0 | 0 | 0 | 0 | 17.5 | CPUC
TERMEX_2_PL1X3 | TERMOELECTRICA DE MEXICALI 1 | South | CAISO System |  | 605 | 605 | 605 | 605 | 601 | 593 | 591 | 593 | 596 | 605 | 605 | 605 | 625 | ISO
TESLA_1_QF | SMALL QF AGGREGATION - STOCKTON | North | CAISO System | 0 | 0.11 | 0.16 | 0.23 | 0.52 | 0.57 | 0.57 | 0.51 | 0.5 | 0.39 | 0.24 | 0.09 | 0.06 | 5 | CPUC
THMENG_1_UNIT 1 | THERMAL ENERGY DEV. CORP. | North | CAISO System | 15.03 | 0 | 0 | 0 | 0 | 0 | 0 | 0 | 0 | 0 | 0 | 0 | 0 | 24.2 | CPUC
TIDWTR_2_UNITS | MARTINEZ COGEN LIMITED PARTNERSHIP | North | Bay Area | 19.32 | 0 | 0 | 0 | 0 | 0 | 0 | 0 | 0 | 0 | 0 | 0 | 0 | 114.8 | CPUC
TIFFNY_1_DILLON | TIFFNY_1_DILLON | South | LA Basin | 0 | 2.26 | 2.22 | 5.56 | 7.78 | 12.64 | 9.94 | 7.72 | 7.72 | 5.71 | 3.79 | 1.68 | 2.13 | 45 | CPUC
TIGRCK_7_UNITS | TIGER CREEK HYDRO AGGREGATE | North | CAISO System | 0 | 1.48 | 7.09 | 6.85 | 14.45 | 16.73 | 35.95 | 41.84 | 37.78 | 40.05 | 41.29 | 45.52 | 39.18 | 62 | CPUC
TKOPWR_2_UNIT | TKO POWER | North | CAISO System | 0 | 0.54 | 1.06 | 1.31 | 0.4 | 0 | 0 | 0 | 0 | 0 | 0 | 0 | 0.08 | 5 | CPUC
TOADTW_6_UNIT | TOAD TOWN | North | CAISO System | 0 | 0.18 | 0.43 | 0.95 | 0.89 | 0.36 | 0.86 | 0.47 | 0.38 | 0.16 | 0 | 0.13 | 0 | 1.5 | CPUC
TULLCK_7_UNITS | TULLOCH HYDRO AGGREGATE | North | Stockton | 0 | 3.44 | 1.7 | 0.87 | 9.99 | 15.18 | 14.08 | 17.28 | 16.47 | 11.2 | 2.31 | 3.61 | 0.98 | 18.7 | ISO
TXMCKT_6_UNIT | TEXACO INC. (MCKITTRICK) | North | Kern | 3.44 | 0 | 0 | 0 | 0 | 0 | 0 | 0 | 0 | 0 | 0 | 0 | 0 | 11.5 | CPUC
TXNMID_1_UNIT 2 | NORTH MIDWAY COGENERATION AGGREGATE | North | Kern | 0.01 | 0 | 0 | 0 | 0 | 0 | 0 | 0 | 0 | 0 | 0 | 0 | 0 | 15.6 | CPUC
UKIAH_7_LAKEMN | UKIAH LAKE MENDOCINO HYDRO | North | NCNB | 1.7 | 0 | 0 | 0 | 0 | 0 | 0 | 0 | 0 | 0 | 0 | 0 | 0 | 3.5 | ISO
ULTOGL_1_POSO | RIO BRAVO POSO | North | Kern | 34.7 | 0 | 0 | 0 | 0 | 0 | 0 | 0 | 0 | 0 | 0 | 0 | 0 | 45 | CPUC
ULTPCH_1_UNIT 1 | OGDEN POWER PACIFIC (CHINESE STATION) | North | Stockton | 15.58 | 0 | 0 | 0 | 0 | 0 | 0 | 0 | 0 | 0 | 0 | 0 | 0 | 22 | CPUC
ULTPFR_1_UNIT 1 | RIO BRAVO FRESNO (AKA ULTRAPOWER) | North | Fresno | 20.01 | 0 | 0 | 0 | 0 | 0 | 0 | 0 | 0 | 0 | 0 | 0 | 0 | 30.5 | CPUC
ULTRCK_2_UNIT | Rio Bravo Rocklin | North | Sierra | 21.07 | 0 | 0 | 0 | 0 | 0 | 0 | 0 | 0 | 0 | 0 | 0 | 0 | 28.8 | CPUC
UNCHEM_1_UNIT | CONTRA COSTA CARBON PLANT | North | Bay Area | 19 | 0 | 0 | 0 | 0 | 0 | 0 | 0 | 0 | 0 | 0 | 0 | 0 | 19 | CPUC
UNOCAL_1_UNITS | TOSCO (RODEO PLANT) | North | Bay Area | 0.44 | 0 | 0 | 0 | 0 | 0 | 0 | 0 | 0 | 0 | 0 | 0 | 0 | 57.3 | CPUC
UNTDQF_7_UNITS | UNITED AIRLINES (COGEN) | North | Bay Area | 27.45 | 0 | 0 | 0 | 0 | 0 | 0 | 0 | 0 | 0 | 0 | 0 | 0 | 34.5 | CPUC
UNVRSY_1_UNIT 1 | BERRY PETROLEUM COGEN 38 | North | Kern | 33.36 | 0 | 0 | 0 | 0 | 0 | 0 | 0 | 0 | 0 | 0 | 0 | 0 | 38 | CPUC
USWND1_2_UNITS | US WIND POWER#1(WALKER) | North | CAISO System | 0 | 0.35 | 0.33 | 1.85 | 2 | 4.54 | 4.65 | 6.06 | 3.21 | 1.37 | 0.96 | 0.11 | 0.1 | 58.75 | CPUC
USWND2_1_UNITS | US WIND POWER#2(PATTERSON) | North | CAISO System | 0 | 1.08 | 2 | 6.65 | 5.94 | 13.67 | 11.75 | 14.1 | 9.58 | 3.87 | 2.68 | 0.35 | 0 | 182.5 | CPUC
USWND4_2_UNITS | US WIND POWER#4(RALPH) | North | CAISO System | 0 | 6.83 | 7.37 | 10.53 | 10.1 | 12.93 | 10.91 | 11.78 | 10.44 | 8.29 | 8 | 6.3 | 6.28 | 102.5 | CPUC
USWNDR_2_SMUD | SOLANO WIND FARM | North | Bay Area | 0 | 2.81 | 2.5 | 5.95 | 4.8 | 14.49 | 16.5 | 14.73 | 11.06 | 3.23 | 1.63 | 1.59 | 1.91 | 102.18 | CPUC
USWNDR_2_UNITS | US WIND POWER(RUSSELL) | North | Bay Area | 0 | 3.72 | 3.82 | 7.92 | 7.17 | 24.99 | 29.77 | 29.4 | 20.31 | 5.79 | 2.89 | 2.26 | 2.64 | 76.25 | CPUC
USWPFK_6_FRICK | GREEN RIDGE POWER LLC (FRICK) | North | Bay Area | 0 | 0.08 | 0.08 | 0.48 | 0.56 | 1.54 | 1.48 | 1.86 | 1.3 | 0.4 | 0.28 | 0.05 | 0.04 | 15 | CPUC
USWPJR_2_UNITS | US WIND POWER#3(J.W. RANCH) | North | Bay Area | 0 | 0.26 | 0.31 | 1.7 | 2.02 | 3.86 | 3.65 | 3.93 | 2.41 | 1.3 | 0.92 | 0.15 | 0.12 | 97.5 | CPUC
VACADX_1_QF | SMALL QF AGGREGATION - VACAVILLE | North | CAISO System | 0 | 0 | 0 | 0 | 0 | 0 | 0 | 0 | 0 | 0 | 0 | 0 | 0 | 1 | CPUC
VACADX_1_UNITA1 | CalPeak Power - Vaca Dixon LLC | North | CAISO System | 42.04 | 0 | 0 | 0 | 0 | 0 | 0 | 0 | 0 | 0 | 0 | 0 | 0 | 50.61 | ISO
VALLEY_2_QF | VALLEY QFS | South | LA Basin | 4.71 | 0 | 0 | 0 | 0 | 0 | 0 | 0 | 0 | 0 | 0 | 0 | 0 | 13.8 | ISO
VALLEY_5_PERRIS | MWD Perris Hydroelectric Recovery Plant | South | LA Basin | 7.94 | 0 | 0 | 0 | 0 | 0 | 0 | 0 | 0 | 0 | 0 | 0 | 0 | 7.94 | ISO
VALLEY_5_REDMTN | MWD Red Mountain Hydroelectric Recovery | South | LA Basin | 3 | 0 | 0 | 0 | 0 | 0 | 0 | 0 | 0 | 0 | 0 | 0 | 0 | 5.9 | ISO
VALLEY_7_BADLND | VALLEY_7_BADLND | South | LA Basin | 2.6 | 0 | 0 | 0 | 0 | 0 | 0 | 0 | 0 | 0 | 0 | 0 | 0 | 1.3 | CPUC
VALLEY_7_UNITA1 | WM Energy, El Sobrante Landfill | South | LA Basin | 3.74 | 0 | 0 | 0 | 0 | 0 | 0 | 0 | 0 | 0 | 0 | 0 | 0 | 3.74 | CPUC
VEDDER_1_SEKERN | TEXACO EXPLORATION & PROD (SE KERN RIVER | North | Kern | 15.95 | 0 | 0 | 0 | 0 | 0 | 0 | 0 | 0 | 0 | 0 | 0 | 0 | 39.7 | CPUC
VERNON_6_GONZL1 | H. Gonzales Unit #1 | South | LA Basin | 5.75 | 0 | 0 | 0 | 0 | 0 | 0 | 0 | 0 | 0 | 0 | 0 | 0 | 5.75 | ISO
VERNON_6_GONZL2 | H. Gonzales Unit #2 | South | LA Basin | 5.75 | 0 | 0 | 0 | 0 | 0 | 0 | 0 | 0 | 0 | 0 | 0 | 0 | 5.75 | ISO
VERNON_6_MALBRG | Malburg Generating Station | South | LA Basin | 134 | 0 | 0 | 0 | 0 | 0 | 0 | 0 | 0 | 0 | 0 | 0 | 0 | 134 | ISO
VESTAL_2_KERN | KERN RIVER PH 3 UNITS 1 & 2 AGGREGATE | South | Big Creek-Ventura | 0 | 4.33 | 4.35 | 14.96 | 20.18 | 26.4 | 28.27 | 23.98 | 4.17 | 3.1 | 3.22 | 7.27 | 5.67 | 36.8 | CPUC
VESTAL_6_QF | VESTAL QFS | South | Big Creek-Ventura | 1.97 | 0 | 0 | 0 | 0 | 0 | 0 | 0 | 0 | 0 | 0 | 0 | 0 | 18.6 | ISO
VESTAL_6_ULTRGN | RIO BRAVO JASMIN | South | Big Creek-Ventura | 34.98 | 0 | 0 | 0 | 0 | 0 | 0 | 0 | 0 | 0 | 0 | 0 | 0 | 41 | CPUC
VESTAL_6_WDFIRE | SIERRA POWER CORPORATION | South | Big Creek-Ventura | 7 | 0 | 0 | 0 | 0 | 0 | 0 | 0 | 0 | 0 | 0 | 0 | 0 | 7 | CPUC
VICTOR_1_QF | VICTOR QFS | South | CAISO System | 0 | 0 | 0 | 0 | 0 | 0 | 0 | 0 | 0 | 0 | 0 | 0 | 0 | 0.4 | CPUC
VILLPK_2_VALLYV | MWD Valley View Hydroelectric Recovery P | South | LA Basin | 4.1 | 0 | 0 | 0 | 0 | 0 | 0 | 0 | 0 | 0 | 0 | 0 | 0 | 4.1 | ISO
VILLPK_6_MWDYOR | Yorba Linda Hydroelectric Recovery Plant | South | LA Basin |  | 1 | 1.2 | 1.5 | 2.5 | 3.6 | 3.4 | 3.2 | 3.9 | 3.3 | 3.6 | 4.2 | 1.7 | 5.1 | ISO
VINCNT_2_QF | VINCENT QFS | South | CAISO System | 0 | 32.84 | 24.16 | 72.81 | 67.01 | 49.49 | 62.47 | 44.67 | 30.13 | 16.74 | 25.93 | 20.77 | 22.32 | 316.4 | CPUC
VINCNT_2_WESTWD | Oasis Power Plant | South | CAISO System | 0 | 5.68 | 5.76 | 20.81 | 15.98 | 14.35 | 16.84 | 11.34 | 7.23 | 3.23 | 5.69 | 3.87 | 4.94 | 60 | CPUC
VISTA_6_QF | VISTA QFS | South | LA Basin | 0.13 | 0 | 0 | 0 | 0 | 0 | 0 | 0 | 0 | 0 | 0 | 0 | 0 | 0.6 | CPUC
VLYHOM_7_SSJID | SOUTH SAN JOAQUIN ID (WOODWARD) | North | Stockton | 0 | 0 | 0 | 0.78 | 1.05 | 1.22 | 1.39 | 1.55 | 1.49 | 0.36 | 0.05 | 0 | 0 | 5 | CPUC
VOLTA_2_UNIT 1 | VOLTA HYDRO UNIT 1 | North | CAISO System | 0 | 2.79 | 2.73 | 3.33 | 5.28 | 5.23 | 3.09 | 3.61 | 2.77 | 2.58 | 2.65 | 2.69 | 2.51 | 9.1 | CPUC
VOLTA_2_UNIT 2 | Volta Hydro Unit 2 | North | CAISO System | 0 | 0.33 | 0.32 | 0.41 | 0.67 | 0.66 | 0.41 | 0.43 | 0.31 | 0.3 | 0.31 | 0.31 | 0.3 | 1 | CPUC
VOLTA_7_QFUNTS | VOLTA_7_QFUNTS | North | CAISO System | 0 | 0.43 | 0.54 | 0.66 | 0.72 | 1.25 | 0.68 | 0.37 | 0.36 | 0.34 | 0.35 | 0.32 | 0.31 | 2.9 | CPUC
WADHAM_6_UNIT | WADHAM ENERGY LTD. PART. | North | CAISO System | 21.87 | 0 | 0 | 0 | 0 | 0 | 0 | 0 | 0 | 0 | 0 | 0 | 0 | 32 | CPUC
WALNUT_6_HILLGEN | L.A. COUNTY SANITATION DISTRICT | South | LA Basin | 47 | 0 | 0 | 0 | 0 | 0 | 0 | 0 | 0 | 0 | 0 | 0 | 0 | 55.69 | CPUC
WALNUT_7_WCOVCT | WALNUT_7_WCOVCT | South | LA Basin | 4.47 | 0 | 0 | 0 | 0 | 0 | 0 | 0 | 0 | 0 | 0 | 0 | 0 | 4.5 | ISO
WALNUT_7_WCOVST | WALNUT_7_WCOVST | South | LA Basin | 5.7 | 0 | 0 | 0 | 0 | 0 | 0 | 0 | 0 | 0 | 0 | 0 | 0 | 5.7 | CPUC
WARNE_2_UNIT | WARNE HYDRO AGGREGATE | South | Big Creek-Ventura | 76 | 0 | 0 | 0 | 0 | 0 | 0 | 0 | 0 | 0 | 0 | 0 | 0 | 76 | ISO
WATSON_1_CICCOG | CALPINE MONTEREY COGEN INC. | North | CAISO System | 28.56 | 0 | 0 | 0 | 0 | 0 | 0 | 0 | 0 | 0 | 0 | 0 | 0 | 37.5 | CPUC
WDFRDF_2_UNITS | WEST FORD FLAT AGGREGATE | North | NCNB | 25 | 0 | 0 | 0 | 0 | 0 | 0 | 0 | 0 | 0 | 0 | 0 | 0 | 32.6 | CPUC
WDLEAF_7_UNIT 1 | WOODLEAF HYDRO | North | Sierra | 0 | 55 | 55 | 55 | 55 | 55 | 55 | 55 | 55 | 55 | 55 | 55 | 55 | 60 | CPUC
WESTPT_2_UNIT | West Point Hydro Plant | North | CAISO System | 0 | 14 | 14 | 14 | 14 | 14 | 14 | 14 | 14 | 14 | 14 | 14 | 14 | 14 | CPUC
WHEATL_6_LNDFIL | G2 ENERGY, OSTROM ROAD LLC | North | Sierra | 1.3 | 0 | 0 | 0 | 0 | 0 | 0 | 0 | 0 | 0 | 0 | 0 | 0 | 1.5 | ISO
WHTWTR_1_WINDA1 | Whitewater Hill Wind Project | South | LA Basin | 0 | 3 | 3.35 | 17.5 | 13.86 | 14.87 | 20.05 | 5.95 | 7.06 | 5.95 | 4.65 | 2.12 | 2.49 | 61.5 | CPUC
WISE_1_UNIT 1 | Wise Hydro Unit 1 | North | Sierra | 0 | 0 | 0 | 3.62 | 12.18 | 10.78 | 9.97 | 9.46 | 9.2 | 7.89 | 4.54 | 5.65 | 9.68 | 14.5 | CPUC
WISE_1_UNIT 2 | WISE HYDRO UNIT 2 | North | Sierra | 0 | 1.71 | 1.32 | 1.48 | 2.61 | 2.63 | 1.91 | 2.58 | 2.79 | 2.76 | 1.75 | 2.06 | 2.78 | 3.2 | CPUC
WISHON_6_UNITS | Wishon/San Joaquin #1-A AGGREGATE | North | Fresno | 0 | 18.8 | 18.8 | 18.8 | 18.8 | 18.8 | 18.8 | 18.8 | 18.8 | 18.8 | 18.8 | 18.8 | 18.8 | 18.4 | CPUC
WLLWCR_6_CEDRFL | CEDAR FLAT HYDRO QF AGGREGATION | North | Humboldt | 0 | 0.26 | 0.3 | 0.3 | 0.27 | 0.19 | 0.03 | 0 | 0 | 0 | 0 | 0.03 | 0.05 | 0.36 | CPUC
WNDMAS_2_UNIT 1 | BUENA VISTA ENERGY, LLC | North | Bay Area | 0 | 1.3 | 1.42 | 1.64 | 1.93 | 6.62 | 3.68 | 3.66 | 1.91 | 1.27 | 0.69 | 0.65 | 0.71 | 38 | CPUC
WOLFSK_1_UNITA1 | Wolfskill Energy Center, Unit #1 | North | CAISO System |  | 46.9 | 46.9 | 46.9 | 46.9 | 46 | 46 | 46 | 46 | 46 | 46.9 | 46.9 | 46.9 | 46.9 | ISO
WRGHTP_7_AMENGY | SMALL QF AGGREGATION - LOS BANOS | North | Fresno | 0 | 0 | 0.04 | 0.1 | 0 | 0.37 | 0.44 | 0.63 | 0.6 | 0.44 | 0.11 | 0.04 | 0 | 2.5 | CPUC
WSENGY_1_UNIT 1 | WHEELABRATOR SHASTA UNITS 1-3 AGGREGATE | North | CAISO System | 47.98 | 0 | 0 | 0 | 0 | 0 | 0 | 0 | 0 | 0 | 0 | 0 | 0 | 63 | CPUC
WSENGY_1_UNIT 4 | WHEELABRATOR SHASTA UNIT 4 | North | CAISO System | 3 | 0 | 0 | 0 | 0 | 0 | 0 | 0 | 0 | 0 | 0 | 0 | 0 | 3 | CPUC
YUBACT_1_SUNSWT | YUBA CITY COGEN | North | Sierra | 43.58 | 0 | 0 | 0 | 0 | 0 | 0 | 0 | 0 | 0 | 0 | 0 | 0 | 57.2 | CPUC
YUBACT_6_UNITA1 | Yuba City Energy Center (Calpine) | North | Sierra | 46 | 0 | 0 | 0 | 0 | 0 | 0 | 0 | 0 | 0 | 0 | 0 | 0 | 46 | ISO
ZOND_6_UNIT | ZOND WINDSYSTEMS INC. | North | Bay Area | 0 | 0.03 | 0.24 | 0.41 | 0.52 | 1.58 | 1.52 | 1.77 | 1.3 | 0.44 | 0.21 | 0.03 | 0 | 17.1 | CPUC
Note on S2: Indicates the source of the Calculation for NQC.
Note on R2: Provided persuant to CAISO Tariff 40.4.6.1.

## Under Construction
Resource ID | Resource Name | Path 26 | LCR Area | NQC | Jan | Feb | Mar | Apr | May | Jun | Jul | Aug | Sep | Oct | Nov | Dec
SHELRF_1_UNITS | Martinez Refining Co-Div. Of Equilon Enterprise | North | Bay Area |  | 98 | 98 | 98 | 98 | 98 | 98 | 98 | 98 | 98 | 98 | 98 | 98
INLDEM_5_UNIT 2 | Inland Empire Energy Center Unit 2 | South | LA Basin |  | 336.66 | 336.66 | 336.66 | 336.66 | 336.66 | 336.66 | 336.66 | 336.66 | 336.66 | 336.66 | 336.66 | 336.66
OTMESA_2_PL1X3 | OTAY MESA | South | San Diego |  | 573 | 573 | 573 | 573 | 573 | 573 | 573 | 573 | 573 | 573 | 573 | 573
OLDTWN_6_USD | UNIV SAN DIEGO CLEAN GEN | South | San Diego |  | 3.6 | 3.6 | 3.6 | 3.6 | 3.6 | 3.6 | 3.6 | 3.6 | 3.6 | 3.6 | 3.6 | 3.6
OLIVHN_6_OLVDAM | OLIVENHAIN DAM CLEAN GEN | South | San Diego |  | 5.48 | 5.48 | 5.48 | 5.48 | 5.48 | 5.48 | 5.48 | 5.48 | 5.48 | 5.48 | 5.48 | 5.48
MESARM_6_BIOSIT | BIOSITE CLEAN GEN | South | San Diego |  | 5.7 | 5.7 | 5.7 | 5.7 | 5.7 | 5.7 | 5.7 | 5.7 | 5.7 | 5.7 | 5.7 | 5.7
SANLUS_6_OCEAN | OCEANSIDE DESAL CLEAN GEN | South | San Diego |  | 1.4 | 1.4 | 1.4 | 1.4 | 1.4 | 1.4 | 1.4 | 1.4 | 1.4 | 1.4 | 1.4 | 1.4
TBD | Orange Grove | South | San Diego |  | 94 | 94 | 94 | 94 | 94 | 94 | 94 | 94 | 94 | 94 | 94 | 94