## 2017_CAM
SCE | [7 empty] | 4 | 5 | 6 | 7 | 8 | 9 | 10 | 11 | 12 | 13 | 14 | 15 |  | 2 | 3 | 4 | 5 | 6 | 7 | 8 | 9 | 10 | 11 | 12 | 13
[8 empty] | January | February | March | April | May | June | July | August | September | October | November | December |  | January | February | March | April | May | June | July | August | September | October | November | December
| Contract Name | Scheduling Resource ID | Local RA Area | Local RA | Flexible RA category | CAM Allocation Effective Date (mm/dd/yyyy) | Capacity End Date (mm/dd/yyyy) | System RA Allocated (MW) | System RA Allocated (MW) | System RA Allocated (MW) | System RA Allocated (MW) | System RA Allocated (MW) | System RA Allocated (MW) | System RA Allocated (MW) | System RA Allocated (MW) | System RA Allocated (MW) | System RA Allocated (MW) | System RA Allocated (MW) | System RA Allocated (MW) |  | System EFC Allocated (MW) | System EFC Allocated (MW) | System EFC Allocated (MW) | System EFC Allocated (MW) | System EFC Allocated (MW) | System EFC Allocated (MW) | System EFC Allocated (MW) | System EFC Allocated (MW) | System EFC Allocated (MW) | System EFC Allocated (MW) | System EFC Allocated (MW) | System EFC Allocated (MW)
| SCE | BARRE_6_PEAKER | LA Basin | 47 | 1 | 2007-08-01 | UOG | 47 | 47 | 47 | 47 | 47 | 47 | 47 | 47 | 47 | 47 | 47 | 47 |  | 47 | 47 | 47 | 47 | 47 | 47 | 47 | 47 | 47 | 47 | 47 | 47
| SCE | CENTER_6_PEAKER | LA Basin | 47 | 1 | 2007-08-01 | UOG | 47 | 47 | 47 | 47 | 47 | 47 | 47 | 47 | 47 | 47 | 47 | 47 |  | 47 | 47 | 47 | 47 | 47 | 47 | 47 | 47 | 47 | 47 | 47 | 47
| SCE | ETIWND_6_GRPLND | LA Basin | 46 | 1 | 2007-08-01 | UOG | 46 | 46 | 46 | 46 | 46 | 46 | 46 | 46 | 46 | 46 | 46 | 46 |  | 46 | 46 | 46 | 46 | 46 | 46 | 46 | 46 | 46 | 46 | 46 | 46
| SCE | MIRLOM_6_PEAKER | LA Basin | 46 | 1 | 2007-08-01 | UOG | 46 | 46 | 46 | 46 | 46 | 46 | 46 | 46 | 46 | 46 | 46 | 46 |  | 46 | 46 | 46 | 46 | 46 | 46 | 46 | 46 | 46 | 46 | 46 | 46
| SCE | MNDALY_6_MCGRTH | Big Creek-Ventura | 47.2 | 1 | 2014-11-01 | UOG | 47.2 | 47.2 | 47.2 | 47.2 | 47.2 | 47.2 | 47.2 | 47.2 | 47.2 | 47.2 | 47.2 | 47.2 |  | 47.2 | 47.2 | 47.2 | 47.2 | 47.2 | 47.2 | 47.2 | 47.2 | 47.2 | 47.2 | 47.2 | 47.2
| Blythe | BUCKBL_2_PL1X3 | CAISO System |  | 1 | 2010-08-01 | 2020-07-31 | 490 | 490 | 490 | 490 | 490 | 490 | 490 | 490 | 490 | 490 | 490 | 490 |  | 317.98 | 317.98 | 317.98 | 317.98 | 317.98 | 317.98 | 317.98 | 317.98 | 317.98 | 317.98 | 317.98 | 317.98
| Long Beach Generation | HINSON_6_LBECH1 | LA Basin | 0 | 2 | 2007-06-01 | 2017-07-31 | 65 | 65 | 65 | 65 | 65 | 65 | 65 | 0 | 0 | 0 | 0 | 0 |  | 65 | 65 | 65 | 65 | 65 | 65 | 65 | 0 | 0 | 0 | 0 | 0
| Long Beach Generation | HINSON_6_LBECH2 | LA Basin | 0 | 2 | 2007-06-01 | 2017-07-31 | 65 | 65 | 65 | 65 | 65 | 65 | 65 | 0 | 0 | 0 | 0 | 0 |  | 65 | 65 | 65 | 65 | 65 | 65 | 65 | 0 | 0 | 0 | 0 | 0
| Long Beach Generation | HINSON_6_LBECH3 | LA Basin | 0 | 2 | 2007-06-01 | 2017-07-31 | 65 | 65 | 65 | 65 | 65 | 65 | 65 | 0 | 0 | 0 | 0 | 0 |  | 65 | 65 | 65 | 65 | 65 | 65 | 65 | 0 | 0 | 0 | 0 | 0
| Long Beach Generation | HINSON_6_LBECH4 | LA Basin | 0 | 2 | 2007-06-01 | 2017-07-31 | 65 | 65 | 65 | 65 | 65 | 65 | 65 | 0 | 0 | 0 | 0 | 0 |  | 65 | 65 | 65 | 65 | 65 | 65 | 65 | 0 | 0 | 0 | 0 | 0
| Wellhead Delano | VESTAL_2_WELLHD | Big Creek-Ventura | 49 | 1 | 2013-02-01 | 2022-05-31 | 49 | 49 | 49 | 49 | 49 | 49 | 49 | 49 | 49 | 49 | 49 | 49 |  | 49 | 49 | 49 | 49 | 49 | 49 | 49 | 49 | 49 | 49 | 49 | 49
| Walnut Creek Energy LLC | WALCRK_2_CTG1 | LA Basin | 96 | 1 | 2013-06-01 | 2023-05-31 | 96 | 96 | 96 | 96 | 96 | 96 | 96 | 96 | 96 | 96 | 96 | 96 |  | 96 | 96 | 96 | 96 | 96 | 96 | 96 | 96 | 96 | 96 | 96 | 96
| Walnut Creek Energy LLC | WALCRK_2_CTG2 | LA Basin | 96 | 1 | 2013-08-01 | 2023-05-31 | 96 | 96 | 96 | 96 | 96 | 96 | 96 | 96 | 96 | 96 | 96 | 96 |  | 96 | 96 | 96 | 96 | 96 | 96 | 96 | 96 | 96 | 96 | 96 | 96
| Walnut Creek Energy LLC | WALCRK_2_CTG3 | LA Basin | 96 | 1 | 2013-08-01 | 2023-05-31 | 96 | 96 | 96 | 96 | 96 | 96 | 96 | 96 | 96 | 96 | 96 | 96 |  | 96 | 96 | 96 | 96 | 96 | 96 | 96 | 96 | 96 | 96 | 96 | 96
| Walnut Creek Energy LLC | WALCRK_2_CTG4 | LA Basin | 96 | 1 | 2013-08-01 | 2023-05-31 | 96 | 96 | 96 | 96 | 96 | 96 | 96 | 96 | 96 | 96 | 96 | 96 |  | 96 | 96 | 96 | 96 | 96 | 96 | 96 | 96 | 96 | 96 | 96 | 96
| Walnut Creek Energy LLC | WALCRK_2_CTG5 | LA Basin | 96.65 | 1 | 2013-08-01 | 2023-05-31 | 96.65 | 96.65 | 96.65 | 96.65 | 96.65 | 96.65 | 96.65 | 96.65 | 96.65 | 96.65 | 96.65 | 96.65 |  | 96.65 | 96.65 | 96.65 | 96.65 | 96.65 | 96.65 | 96.65 | 96.65 | 96.65 | 96.65 | 96.65 | 96.65
| El Segundo | ELSEGN_2_UN1011 | LA Basin | 263 | 2 | 2013-08-01 | 2023-07-31 | 263 | 263 | 263 | 263 | 263 | 263 | 263 | 263 | 263 | 263 | 263 | 263 |  | 263 | 263 | 263 | 263 | 263 | 263 | 263 | 263 | 263 | 263 | 263 | 263
| El Segundo | ELSEGN_2_UN2021 | LA Basin | 263.68 | 2 | 2013-08-01 | 2023-07-31 | 263.68 | 263.68 | 263.68 | 263.68 | 263.68 | 263.68 | 263.68 | 263.68 | 263.68 | 263.68 | 263.68 | 263.68 |  | 263.68 | 263.68 | 263.68 | 263.68 | 263.68 | 263.68 | 263.68 | 263.68 | 263.68 | 263.68 | 263.68 | 263.68
| CPV Sentinel | SENTNL_2_CTG1 | LA Basin | 91 | 1 | 2013-08-01 | 2023-07-31 | 91 | 91 | 91 | 91 | 91 | 91 | 91 | 91 | 91 | 91 | 91 | 91 |  | 91 | 91 | 91 | 91 | 91 | 91 | 91 | 91 | 91 | 91 | 91 | 91
| CPV Sentinel | SENTNL_2_CTG2 | LA Basin | 91 | 1 | 2013-08-01 | 2023-07-31 | 91 | 91 | 91 | 91 | 91 | 91 | 91 | 91 | 91 | 91 | 91 | 91 |  | 91 | 91 | 91 | 91 | 91 | 91 | 91 | 91 | 91 | 91 | 91 | 91
| CPV Sentinel | SENTNL_2_CTG3 | LA Basin | 91 | 1 | 2013-08-01 | 2023-07-31 | 91 | 91 | 91 | 91 | 91 | 91 | 91 | 91 | 91 | 91 | 91 | 91 |  | 91 | 91 | 91 | 91 | 91 | 91 | 91 | 91 | 91 | 91 | 91 | 91
| CPV Sentinel | SENTNL_2_CTG4 | LA Basin | 91 | 1 | 2013-08-01 | 2023-07-31 | 91 | 91 | 91 | 91 | 91 | 91 | 91 | 91 | 91 | 91 | 91 | 91 |  | 91 | 91 | 91 | 91 | 91 | 91 | 91 | 91 | 91 | 91 | 91 | 91
| CPV Sentinel | SENTNL_2_CTG5 | LA Basin | 91 | 1 | 2013-08-01 | 2023-07-31 | 91 | 91 | 91 | 91 | 91 | 91 | 91 | 91 | 91 | 91 | 91 | 91 |  | 91 | 91 | 91 | 91 | 91 | 91 | 91 | 91 | 91 | 91 | 91 | 91
| CPV Sentinel | SENTNL_2_CTG6 | LA Basin | 91 | 1 | 2013-08-01 | 2023-07-31 | 91 | 91 | 91 | 91 | 91 | 91 | 91 | 91 | 91 | 91 | 91 | 91 |  | 91 | 91 | 91 | 91 | 91 | 91 | 91 | 91 | 91 | 91 | 91 | 91
| CPV Sentinel | SENTNL_2_CTG7 | LA Basin | 91 | 1 | 2013-08-01 | 2023-07-31 | 91 | 91 | 91 | 91 | 91 | 91 | 91 | 91 | 91 | 91 | 91 | 91 |  | 91 | 91 | 91 | 91 | 91 | 91 | 91 | 91 | 91 | 91 | 91 | 91
| CPV Sentinel | SENTNL_2_CTG8 | LA Basin | 91 | 1 | 2013-08-01 | 2023-07-31 | 91 | 91 | 91 | 91 | 91 | 91 | 91 | 91 | 91 | 91 | 91 | 91 |  | 91 | 91 | 91 | 91 | 91 | 91 | 91 | 91 | 91 | 91 | 91 | 91
| Los Medanos | LMEC_1_PL1X3 | Bay Area | 135 | 1 | 2014-01-01 | 2020-12-31 | 140.25 | 140.25 | 140.25 | 140.25 | 137.25 | 136.5 | 135.25 | 135 | 137 | 139.5 | 140.25 | 140.25 |  | 0 | 0 | 0 | 0 | 0 | 0 | 0 | 0 | 0 | 0 | 0 | 0
| Gilroy | GILROY_1_UNIT | Bay Area | 52.5 | 1 | 2014-01-01 | 2018-12-31 | 60 | 60 | 59.5 | 60 | 57.5 | 55 | 52.5 | 52.5 | 55 | 60 | 59.5 | 60 |  | 0 | 0 | 0 | 0 | 0 | 0 | 0 | 0 | 0 | 0 | 0 | 0
| Berry Petroleum Newhall | TENGEN_2_PL1X2 | Big Creek-Ventura | 36.8 |  | 2014-07-01 | 2021-06-30 | 32.36 | 29.45 | 36.58 | 28.81 | 28.53 | 36.66 | 36.7 | 36.8 | 35.64 | 30.35 | 32.68 | 36.65 |  | 0 | 0 | 0 | 0 | 0 | 0 | 0 | 0 | 0 | 0 | 0 | 0
| Berry Petroleum Company, LLC | UNVRSY_1_UNIT 1 | CAISO System |  |  | 2015-07-01 | 2022-06-30 | 36.51 | 36.53 | 22.71 | 36.13 | 35.71 | 34.8 | 34.91 | 34.91 | 35.37 | 35.97 | 31.11 | 36.18 |  | 0 | 0 | 0 | 0 | 0 | 0 | 0 | 0 | 0 | 0 | 0 | 0
| U.S. Borax And Chemical Corp. | HOLGAT_1_BORAX | CAISO System |  |  | 2015-07-01 | 2022-06-30 | 20.14 | 18.15 | 19.51 | 8.26 | 17.5 | 17.76 | 16.46 | 15.62 | 16.7 | 18.35 | 21.2 | 22.3 |  | 0 | 0 | 0 | 0 | 0 | 0 | 0 | 0 | 0 | 0 | 0 | 0
| Watson Cogeneration Company | ARCOGN_2_UNITS | LA Basin | 264.19 |  | 2015-07-01 | 2022-06-30 | 250.1 | 287.01 | 248.05 | 246.06 | 239.86 | 260.37 | 265.55 | 264.19 | 261.77 | 211.65 | 277.41 | 292.46 |  | 0 | 0 | 0 | 0 | 0 | 0 | 0 | 0 | 0 | 0 | 0 | 0
| Elk Hills Power, LLC | ELKHIL_2_PL1X3 | CAISO System |  | 1 | 2016-01-01 | 2020-12-31 | 200 | 200 | 200 | 200 | 200 | 200 | 200 | 200 | 200 | 200 | 200 | 200 |  | 119.08 | 119.08 | 119.08 | 119.08 | 119.08 | 119.08 | 119.08 | 119.08 | 119.08 | 119.08 | 119.08 | 119.08
| New-Indy Ontario, LLC | ETIWND_2_UNIT1 | LA Basin | 19.71 |  | 2016-04-22 | 2021-04-23 | 18.19 | 18.2 | 16.29 | 16.58 | 16.85 | 19.66 | 20.33 | 19.71 | 18.83 | 16.65 | 17.07 | 17.81 |  | 0 | 0 | 0 | 0 | 0 | 0 | 0 | 0 | 0 | 0 | 0 | 0
| New-Indy Oxnard, LLC | SNCLRA_6_WILLMT | Big Creek-Ventura | 13.61 |  | 2016-04-01 | 2023-03-30 | 11.82 | 12.38 | 12.11 | 12.89 | 12.7 | 13.71 | 13.75 | 13.61 | 13.5 | 12.27 | 12.25 | 12.32 |  | 0 | 0 | 0 | 0 | 0 | 0 | 0 | 0 | 0 | 0 | 0 | 0
| Sycamore Cogeneration Company | SYCAMR_2_UNIT 1 | Big Creek-Ventura | 66.33 |  | 2014-01-01 | 2020-12-31 | 68.55 | 68.47 | 65.56 | 66.38 | 65.65 | 66.13 | 66.7 | 66.33 | 76.06 | 71.42 | 79.19 | 79.96 |  | 0 | 0 | 0 | 0 | 0 | 0 | 0 | 0 | 0 | 0 | 0 | 0
| Sycamore Cogeneration Company | SYCAMR_2_UNIT 2 | Big Creek-Ventura | 74 | 1 | 2014-01-01 | 2020-12-31 | 74 | 74 | 74 | 74 | 74 | 74 | 74 | 74 | 74 | 74 | 74 | 74 |  | 74 | 74 | 74 | 74 | 74 | 74 | 74 | 74 | 74 | 74 | 74 | 74
| Sycamore Cogeneration Company | SYCAMR_2_UNIT 3 | Big Creek-Ventura | 67.26 |  | 2014-01-01 | 2020-12-31 | 69.68 | 68.6 | 65.58 | 64.63 | 52.4 | 68.52 | 68.12 | 67.26 | 77.23 | 76.71 | 70.82 | 79.68 |  | 0 | 0 | 0 | 0 | 0 | 0 | 0 | 0 | 0 | 0 | 0 | 0
| Sycamore Cogeneration Company | SYCAMR_2_UNIT 4 | Big Creek-Ventura | 74 | 1 | 2014-01-01 | 2020-12-31 | 74 | 74 | 74 | 74 | 74 | 74 | 74 | 74 | 74 | 74 | 74 | 74 |  | 74 | 74 | 74 | 74 | 74 | 74 | 74 | 74 | 74 | 74 | 74 | 74
| Chevron USA (Train D) | CHEVMN_2_UNITS | LA Basin | 11.8 |  | 2014-07-10 | 2026-09-01 | 9.84 | 11.05 | 4.94 | 4.74 | 17.51 | 29.94 | 20.56 | 11.8 | 9.21 | 8.59 | 7.44 | 11.76 |  | 0 | 0 | 0 | 0 | 0 | 0 | 0 | 0 | 0 | 0 | 0 | 0
| Tesoro Refining & Marketing Company LLC | HINSON_6_CARBGN | LA Basin | 29.3 |  | 2017-01-01 | 2020-12-31 | 26.73 | 27.47 | 20.53 | 19.82 | 20 | 21.63 | 28.04 | 29.3 | 29.54 | 20.41 | 25.94 | 27.44 |  | 0 | 0 | 0 | 0 | 0 | 0 | 0 | 0 | 0 | 0 | 0 | 0
| Coalinga Cogeneration Company | COLGA1_6_SHELLW | Fresno | 34.7 |  | 2017-01-01 | 2023-12-31 | 25.34 | 17.39 | 26.99 | 35.16 | 30.87 | 34.71 | 35.09 | 34.7 | 34.56 | 34.2 | 34.42 | 37.12 |  | 0 | 0 | 0 | 0 | 0 | 0 | 0 | 0 | 0 | 0 | 0 | 0
| DRAM #2 (System) |  | CAISO System | 0 |  | 2017-01-01 | 2017-12-31 | 49.42 | 49.72 | 51.11 | 51.46 | 51.85 | 53.26 | 57.28 | 55.8 | 56.06 | 52.75 | 52.54 | 54.24 |  | 0 | 0 | 0 | 0 | 0 | 0 | 0 | 0 | 0 | 0 | 0 | 0
| DRAM #2 (LA Basin) |  | LA Basin | 0.4 |  | 2017-06-01 | 2017-09-01 | 0 | 0 | 0 | 0 | 0 | 0.4 | 0.4 | 0.4 | 0.4 | 0 | 0 | 0 |  | 0 | 0 | 0 | 0 | 0 | 0.4 | 0.4 | 0.4 | 0.4 | 0 | 0 | 0
|  |  |  | 2897.13 |  |  |  | 3934.46 | 3960.2 | 3905.24 | 3906.7 | 3899.71 | 3964.58 | 3967.17 | 3693.46 | 3712.4 | 3644.35 | 3717.35 | 3763.7 |  | 2862.59 | 2862.59 | 2862.59 | 2862.59 | 2862.59 | 2862.99 | 2862.99 | 2602.99 | 2602.99 | 2602.59 | 2602.59 | 2602.59
| LA Basin | 2246.73 |  |  |  |  | Totals including DRAM+PRM | 3941.873 | 3967.658 | 3912.9065 | 3914.419 | 3907.4875 | 3972.629 | 3975.822 | 3701.89 | 3720.869 | 3652.2625 | 3725.231 | 3771.836 | Category 1 Totals | 2075.91 | 2075.91 | 2075.91 | 2075.91 | 2075.91 | 2075.91 | 2075.91 | 2075.91 | 2075.91 | 2075.91 | 2075.91 | 2075.91
| Big Creek-Ventura | 428.2 | [17 empty] | Category 2 Totals | 786.68 | 786.68 | 786.68 | 786.68 | 786.68 | 786.68 | 786.68 | 526.68 | 526.68 | 526.68 | 526.68 | 526.68
| CAISO System | 796.33
| Bay Area | 187.5 | [18 empty] | 2862.59 | 2862.59 | 2862.59 | 2862.59 | 2862.59 | 2862.59 | 2862.59 | 2602.59 | 2602.59 | 2602.59 | 2602.59 | 2602.59
| Fresno | 34.7
|  | 3693.46 | 0
AB 1613 | Houweling Nurseries Oxnard, Inc. | SNCLRA_2_HOWLNG | N/A | N/A |  | 2013-11-01 | 2023-10-31 | 12.71 | 12.71 | 12.71 | 12.71 | 12.71 | 12.71 | 12.71 | 12.71 | 12.71 | 12.71 | 12.71 | 12.71 |  | 0 | 0 | 0 | 0 | 0 | 0 | 0 | 0 | 0 | 0 | 0 | 0
PG&E
[8 empty] | January | February | March | April | May | June | July | August | September | October | November | December |  | January | February | March | April | May | June | July | August | September | October | November | December
| LSE Capacity Contract Identifier | Scheduling Resource ID | Local RA Area | Local RA | Flexible RA category | CAM Allocation Effective Date (mm/dd/yyyy) | Capacity End Date (mm/dd/yyyy) | System RA Allocated (MW) | System RA Allocated (MW) | System RA Allocated (MW) | System RA Allocated (MW) | System RA Allocated (MW) | System RA Allocated (MW) | System RA Allocated (MW) | System RA Allocated (MW) | System RA Allocated (MW) | System RA Allocated (MW) | System RA Allocated (MW) | System RA Allocated (MW) |  | System EFC Allocated (MW) | System EFC Allocated (MW) | System EFC Allocated (MW) | System EFC Allocated (MW) | System EFC Allocated (MW) | System EFC Allocated (MW) | System EFC Allocated (MW) | System EFC Allocated (MW) | System EFC Allocated (MW) | System EFC Allocated (MW) | System EFC Allocated (MW) | System EFC Allocated (MW)
[8 empty] | 1928.14 | 1920.01 | 1920.41 | 1907.66 | 1852.04 | 1853.16 | 1835.44 | 1843.69 | 1858.69 | 1876.4 | 1895.39 | 1867.01 |  | 1397.75 | 1395.32 | 1388.25 | 1371.36 | 1361.15 | 1360.46 | 1350.36 | 1351.08 | 1356.63 | 1361.62 | 1389.5 | 1396.8
| 33B208 | CALPIN_1_AGNEW | Bay Area | 28 | 1 | 2012-11-01 | 2021-04-18 | 28 | 28 | 28 | 28 | 28 | 28 | 28 | 28 | 28 | 28 | 28 | 28 |  | 8 | 8 | 8 | 8 | 8 | 8 | 8 | 8 | 8 | 8 | 8 | 8
| 33B105QSA | DOUBLC_1_UNITS | Kern | 52.23 | 1 | 2012-04-01 | 2020-11-30 | 52.23 | 52.23 | 52.23 | 52.23 | 52.23 | 52.23 | 52.23 | 52.23 | 52.23 | 52.23 | 52.23 | 52.23 |  | 0 | 0 | 0 | 0 | 0 | 0 | 0 | 0 | 0 | 0 | 0 | 0
| 25C063QPA | FRITO_1_LAY | CAISO System | 0.00 |  | 2012-10-01 | 2019-09-30 | 3.25 | 3.25 | 2.91 | 2.96 | 3.01 | 3.51 | 3.63 | 3.52 | 3.36 | 2.97 | 3.05 | 3.18 |  | 0 | 0 | 0 | 0 | 0 | 0 | 0 | 0 | 0 | 0 | 0 | 0
| 33B106QSA | KERNFT_1_UNITS | Kern | 47 | 1 | 2012-04-01 | 2020-11-30 | 47 | 47 | 47 | 47 | 47 | 47 | 47 | 47 | 47 | 47 | 47 | 47 |  | 0 | 0 | 0 | 0 | 0 | 0 | 0 | 0 | 0 | 0 | 0 | 0
| 25C049QAA | KERNRG_1_UNITS | CAISO System | 0.00 |  | 2012-10-01 | 2019-09-30 | 0.02 | 0.01 | 0.01 | 0.79 | 0.02 | 0.01 | 0.01 | 0.01 | 0.01 | 0.07 | 0 | 0 |  | 0 | 0 | 0 | 0 | 0 | 0 | 0 | 0 | 0 | 0 | 0 | 0
| 33B116 | OROVIL_6_UNIT | Sierra | 7.5 | 1 | 2014-01-01 | 2020-10-14 | 7.5 | 7.5 | 7.5 | 7.5 | 7.5 | 7.5 | 7.5 | 7.5 | 7.5 | 7.5 | 7.5 | 7.5 |  | 7.5 | 7.5 | 7.5 | 7.5 | 7.5 | 7.5 | 7.5 | 7.5 | 7.5 | 7.5 | 7.5 | 7.5
| 33B107QSA | SIERRA_1_UNITS | Kern | 52.43 | 1 | 2012-04-01 | 2020-11-30 | 52.43 | 52.43 | 52.43 | 52.43 | 52.43 | 52.43 | 52.43 | 52.43 | 52.43 | 52.43 | 52.43 | 52.43 |  | 0 | 0 | 0 | 0 | 0 | 0 | 0 | 0 | 0 | 0 | 0 | 0
| 01C202QAA | STOILS_1_UNITS | Bay Area | 0 |  | 2014-10-01 | 2026-07-31 | 6.17 | 6.25 | 5.7 | 2.61 | 0 | 0 | 0.01 | 0 | 0 | 1.52 | 0.05 | 0.18 |  | 0 | 0 | 0 | 0 | 0 | 0 | 0 | 0 | 0 | 0 | 0 | 0
| 25C151QPA | TANHIL_6_SOLART | CAISO System | 0.00 |  | 2012-10-01 | 2019-09-30 | 10.27 | 9.71 | 9.44 | 9.13 | 9.88 | 8.73 | 7.28 | 6.23 | 5.23 | 8.7 | 7.55 | 10.1 |  | 0 | 0 | 0 | 0 | 0 | 0 | 0 | 0 | 0 | 0 | 0 | 0
| 33B221 | TIDWTR_2_UNITS | Bay Area | 13.68 |  | 2015-07-01 | 2022-04-30 | 27.35 | 34.83 | 35.16 | 40.07 | 17.28 | 6.44 | 7.79 | 13.68 | 18.13 | 31.21 | 29.84 | 16.15 |  | 0 | 0 | 0 | 0 | 0 | 0 | 0 | 0 | 0 | 0 | 0 | 0
| 33B029J03 | LMEC_1_PL1X3 | Bay Area | 135 | 1 | 2014-01-01 | 2017-12-31 | 140.25 | 140.25 | 140.25 | 140.25 | 137.25 | 136.5 | 135.25 | 135 | 137 | 139.5 | 140.25 | 140.25 |  | 92.77 | 92.77 | 92.77 | 92.77 | 90.34 | 89.85 | 89.03 | 88.86 | 90.18 | 92.27 | 92.77 | 92.77
| 33B093 | COCOPP_2_CTG1 | Bay Area | 191.35 | 1 | 2013-07-01 | 2023-04-30 | 204.2 | 204.2 | 202.26 | 199.2 | 196.25 | 193.39 | 191.35 | 191.35 | 193.39 | 196.25 | 202.26 | 203.28 |  | 204.2 | 204.2 | 202.26 | 199.2 | 196.25 | 193.39 | 191.35 | 191.35 | 193.39 | 196.25 | 202.26 | 203.28
| 33B093 | COCOPP_2_CTG2 | Bay Area | 189.3 | 1 | 2013-07-01 | 2023-04-30 | 202.7 | 202.7 | 200.09 | 197.07 | 194.14 | 191.32 | 189.3 | 189.3 | 191.32 | 194.14 | 200.09 | 201.1 |  | 202.7 | 202.7 | 200.09 | 197.07 | 194.14 | 191.32 | 189.3 | 189.3 | 191.32 | 194.14 | 200.09 | 201.1
| 33B093 | COCOPP_2_CTG3 | Bay Area | 191.45 | 1 | 2013-07-01 | 2023-04-30 | 204.31 | 204.31 | 202.37 | 199.31 | 196.35 | 193.49 | 191.45 | 191.45 | 193.49 | 196.35 | 202.37 | 203.39 |  | 204.31 | 204.31 | 202.37 | 199.31 | 196.35 | 193.49 | 191.45 | 191.45 | 193.49 | 196.35 | 202.37 | 203.39
| 33B093 | COCOPP_2_CTG4 | Bay Area | 191.44 | 1 | 2013-07-01 | 2023-04-30 | 204.29 | 204.29 | 202.35 | 199.29 | 196.33 | 193.48 | 191.44 | 191.44 | 193.48 | 196.33 | 202.35 | 203.37 |  | 204.29 | 204.29 | 202.35 | 199.29 | 196.33 | 193.48 | 191.44 | 191.44 | 193.48 | 196.33 | 202.35 | 203.37
| 33B118 | OMAR_2_UNIT 1 | Big Creek-Ventura | 77.1 | 1 | 2014-01-01 | 2020-12-31 | 77.1 | 77.1 | 77.1 | 77.1 | 77.1 | 77.1 | 77.1 | 77.1 | 77.1 | 77.1 | 77.1 | 77.1 |  | 77.1 | 77.1 | 77.1 | 77.1 | 77.1 | 77.1 | 77.1 | 77.1 | 77.1 | 77.1 | 77.1 | 77.1
| 33B118 | OMAR_2_UNIT 2 | Big Creek-Ventura | 77.25 | 1 | 2014-01-01 | 2020-12-31 | 77.25 | 77.25 | 77.25 | 77.25 | 77.25 | 77.25 | 77.25 | 77.25 | 77.25 | 77.25 | 77.25 | 77.25 |  | 77.25 | 77.25 | 77.25 | 77.25 | 77.25 | 77.25 | 77.25 | 77.25 | 77.25 | 77.25 | 77.25 | 77.25
| 33B118 | OMAR_2_UNIT 3 | Big Creek-Ventura | 77.25 | 1 | 2014-01-01 | 2020-12-31 | 77.25 | 77.25 | 77.25 | 77.25 | 77.25 | 77.25 | 77.25 | 77.25 | 77.25 | 77.25 | 77.25 | 77.25 |  | 77.25 | 77.25 | 77.25 | 77.25 | 77.25 | 77.25 | 77.25 | 77.25 | 77.25 | 77.25 | 77.25 | 77.25
| 33B118 | OMAR_2_UNIT 4 | Big Creek-Ventura | 77.25 | 1 | 2014-01-01 | 2020-09-30 | 77.25 | 77.25 | 77.25 | 77.25 | 77.25 | 77.25 | 77.25 | 77.25 | 77.25 | 77.25 | 77.25 | 77.25 |  | 0 | 0 | 0 | 0 | 0 | 0 | 0 | 0 | 0 | 0 | 0 | 0
| 33B124 | CHALK_1_UNIT | CAISO System | 0.00 |  | 2015-05-01 | 2022-04-30 | 33.33 | 28.93 | 32.45 | 28.73 | 17.06 | 21.74 | 22.44 | 20.65 | 22.13 | 22.85 | 16.14 | 22.01 |  | 0 | 0 | 0 | 0 | 0 | 0 | 0 | 0 | 0 | 0 | 0 | 0
| 33B112 | BEARMT_1_UNIT | Kern | 44.58 | 1 | 2015-05-01 | 2022-04-30 | 16.13 | 14.82 | 23.09 | 29.86 | 38.61 | 45.73 | 44.77 | 44.58 | 44.87 | 43.63 | 35.06 | 8.3 |  | 0 | 0 | 0 | 0 | 0 | 0 | 0 | 0 | 0 | 0 | 0 | 0
| 33B121 | BDGRCK_1_UNITS | Kern | 36.29 | 1 | 2015-05-01 | 2022-04-30 | 44 | 40.96 | 42.1 | 41.38 | 33.83 | 30.72 | 31.15 | 36.29 | 37.12 | 40.04 | 44 | 38.5 |  | 0 | 0 | 0 | 0 | 0 | 0 | 0 | 0 | 0 | 0 | 0 | 0
| 33B122 | LIVOAK_1_UNIT 1 | Kern | 41.14 | 1 | 2015-05-01 | 2022-04-30 | 46.35 | 45.97 | 43.08 | 45.15 | 41.77 | 42.19 | 41.52 | 41.14 | 40.9 | 29.44 | 44.21 | 41.96 |  | 0 | 0 | 0 | 0 | 0 | 0 | 0 | 0 | 0 | 0 | 0 | 0
| 33B123 | MKTRCK_1_UNIT 1 | CAISO System | 0.00 |  | 2015-05-01 | 2022-04-30 | 32.24 | 28.73 | 28.69 | 24.98 | 19.08 | 22.47 | 23.28 | 17.94 | 21.07 | 20.59 | 18.02 | 20.04 |  | 0 | 0 | 0 | 0 | 0 | 0 | 0 | 0 | 0 | 0 | 0 | 0
| 33B125 | SMPRIP_1_SMPSON | CAISO System | 0.00 | 1 | 2015-04-01 | 2018-05-31 | 45.6 | 45.6 | 45.6 | 45.6 | 45.6 | 45.6 | 45.6 | 45.6 | 45.6 | 45.6 | 45.6 | 45.6 |  | 45.6 | 45.6 | 45.6 | 45.6 | 45.6 | 45.6 | 45.6 | 45.6 | 45.6 | 45.6 | 45.6 | 45.6
| 33B126 | SUNSET_2_UNITS | CAISO System | 0.00 | 1 | 2015-07-01 | 2020-09-30 | 196.78 | 194.35 | 195.71 | 191.02 | 195.04 | 206.23 | 205.09 | 205.98 | 202.07 | 193.58 | 196.96 | 200.19 |  | 196.78 | 194.35 | 195.71 | 191.02 | 195.04 | 206.23 | 205.09 | 205.98 | 202.07 | 193.58 | 196.96 | 200.19
| 25C138QPA | DEXZEL_1_UNIT | Kern | 13.52 |  | 2012-09-01 | 2022-03-31 | 14.89 | 14.84 | 13.14 | 14.25 | 14.53 | 15.6 | 8.07 | 13.52 | 13.51 | 17.62 | 11.58 | 13.4 |  | 0 | 0 | 0 | 0 | 0 | 0 | 0 | 0 | 0 | 0 | 0 | 0
|  | 2017 DRAM | TBD | TBD | TBD | 1/1/2017 and 3/1/17 (varies) | 2017-12-31 | 16.19 | 16.19 | 17.19 | 17.44 | 17.79 | 19.31 | 22.69 | 21.38 | 21.75 | 19.04 | 18.73 | 20.42
[7 empty] | Totals Including DRAM+PRM | 1946.7585 | 1938.6285 | 1940.1785 | 1927.716 | 1872.4985 | 1875.3665 | 1861.5335 | 1868.277 | 1883.7025 | 1898.296 | 1916.9295 | 1890.493
|  | Bay Area | 940.22
|  | Fresno | 0
|  | Kern | 287.19
|  | Sierra | 7.5
|  | Big Creek-Ventura | 308.85
|  | CAISO System | 299.93
1843.69
|  | other PG&E | 294.69
SDG&E
[8 empty] | January | February | March | April | May | June | July | August | September | October | November | December |  | January | February | March | April | May | June | July | August | September | October | November | December
| LSE Capacity Contract Identifier | Scheduling Resource ID | Local RA Area | Local RA | Flexible RA category | CAM Allocation Effective Date (mm/dd/yyyy) | Capacity End Date (mm/dd/yyyy) | System RA Allocated (MW) | System RA Allocated (MW) | System RA Allocated (MW) | System RA Allocated (MW) | System RA Allocated (MW) | System RA Allocated (MW) | System RA Allocated (MW) | System RA Allocated (MW) | System RA Allocated (MW) | System RA Allocated (MW) | System RA Allocated (MW) | System RA Allocated (MW) |  | System EFC Allocated (MW) | System EFC Allocated (MW) | System EFC Allocated (MW) | System EFC Allocated (MW) | System EFC Allocated (MW) | System EFC Allocated (MW) | System EFC Allocated (MW) | System EFC Allocated (MW) | System EFC Allocated (MW) | System EFC Allocated (MW) | System EFC Allocated (MW) | System EFC Allocated (MW)
[21 empty] | 48.71 | 86.21 | 86.21 | 86.21 | 86.21 | 394.22 | 394.22 | 394.22 | 394.22 | 394.22 | 394.22 | 394.22
| SDGECAM_ESCNDO | ESCNDO_6_PL1X2 | San Diego-IV | 48.71 | 1 | 2014-05-01 | 2039-12-31 | 48.71 | 48.71 | 48.71 | 48.71 | 48.71 | 48.71 | 48.71 | 48.71 | 48.71 | 48.71 | 48.71 | 48.71 |  | 48.71 | 48.71 | 48.71 | 48.71 | 48.71 | 48.71 | 48.71 | 48.71 | 48.71 | 48.71 | 48.71 | 48.71
| Not yet identified | PIOPIC_2_CTG1 | San Diego-IV | 102.67 | 1 | 2017-06-01 | 2037-12-31 | June: 102.67; July: 102.67; August: 102.67; September: 102.67; October: 102.67; November: 102.67; December: 102.67 | [6 empty] | 102.67 | 102.67 | 102.67 | 102.67 | 102.67 | 102.67 | 102.67
| Not yet identified | PIOPIC_2_CTG2 | San Diego-IV | 102.67 | 1 | 2017-06-01 | 2037-12-31 | June: 102.67; July: 102.67; August: 102.67; September: 102.67; October: 102.67; November: 102.67; December: 102.67 | [6 empty] | 102.67 | 102.67 | 102.67 | 102.67 | 102.67 | 102.67 | 102.67
| Not yet identified | PIOPIC_2_CTG3 | San Diego-IV | 102.67 | 1 | 2017-06-01 | 2037-12-31 | June: 102.67; July: 102.67; August: 102.67; September: 102.67; October: 102.67; November: 102.67; December: 102.67 | [6 empty] | 102.67 | 102.67 | 102.67 | 102.67 | 102.67 | 102.67 | 102.67
|  | Energy Storage 1 | San Diego-IV | 30 | 1 | 2017-02-01 | UOG |  | 30 | 30 | 30 | 30 | 30 | 30 | 30 | 30 | 30 | 30 | 30 |  |  | 30 | 30 | 30 | 30 | 30 | 30 | 30 | 30 | 30 | 30 | 30
|  | Energy Storage 2 | San Diego-IV | 7.5 | 1 | 2017-02-01 | UOG |  | 7.5 | 7.5 | 7.5 | 7.5 | 7.5 | 7.5 | 7.5 | 7.5 | 7.5 | 7.5 | 7.5 |  |  | 7.5 | 7.5 | 7.5 | 7.5 | 7.5 | 7.5 | 7.5 | 7.5 | 7.5 | 7.5 | 7.5
| 2017 DRAM Contracts | AutoGrid Systems, Inc. | San Diego-IV |  |  |  |  | 0.5 | 0.5 | 0.5 | 0.5 | 0.5 | 0.5 | 0.5 | 0.5 | 0.5 | 0.5 | 0.5 | 0.5
|  | Chai, Inc. | San Diego-IV |  |  |  |  | 0.75 | 0.75 | 0.75 | 0.75 | 0.75 | 0.8375 | 1.25 | 1.0625 | 1.1 | 0.775 | 0.85 | 1.175
|  | OhmConnect, Inc | San Diego-IV |  |  |  |  | 0.4 | 0.5 | 0.6 | 0.7 | 0.8 | 0.9 | 1 | 1 | 1 | 1 | 0.9 | 0.8
|  | Stem DRAM, LLC | San Diego-IV |  | 2 |  |  | 0.275 | 0.275 | 0.275 | 0.275 | 0.275 | 0.275 | 0.275 | 0.275 | 0.275 | 0.275 | 0.275 | 0.275 |  | 0.275 | 0.275 | 0.275 | 0.275 | 0.275 | 0.275 | 0.275 | 0.275 | 0.275 | 0.275 | 0.275 | 0.275
|  | AutoGrid Systems, Inc. | San Diego-IV |  |  |  |  | 0.5 | 0.5 | 0.5 | 0.5 | 0.5 | 0.5 | 0.5 | 0.5 | 0.5 | 0.5 | 0.5 | 0.5
|  | Earth Networks DBA WeatherBug Home | San Diego-IV |  |  |  |  | 0 | 0 | 0.5 | 0.5 | 0.5 | 0.54 | 0.62 | 0.66 | 0.72 | 0.68 | 0.56 | 0
[7 empty] | Totals Including DRAM+PRM | 51.4988 | 89.1138 | 89.8038 | 89.9188 | 90.0338 | 398.3054 | 398.9868 | 398.8171 | 398.9293 | 398.5095 | 398.3428 | 397.9575
AB 1613 | Grossmont Hospital | MURRAY_6_UNIT | San Diego-IV | 2.35 | N/A | 2017-01-01 | 2026-04-30 | 2.1655 | 2.1667 | 1.9394 | 1.9736 | 2.0063 | 2.3404 | 2.4202 | 2.347 | 2.2422 | 1.9823 | 2.0319 | 2.1197
Note on B48: SCE: This resource self-selected as capable of providing local and flex
Note on A60: Gannon, Jaime Rose: this resource is included in the load forecast adjusment
Note on C97: Line item represents 14 aggregated DRAM contracts as submitted into the 7/22 Advice Letter 4880-E; contracts have been approved at the CPUC as of 9/29/16

## Draft 2017 NQC List
The following NQC information is "draft" only and subject to change. If any corrections are required by the SC for resource, please provide the corrections by emailing reliabilityrequirements@caiso.com mailbox.
RESOURCE_ID | LOCAL AREA | GENERATOR NAME | JAN | FEB | MAR | APR | MAY | JUN | JUL | AUG | SEP | OCT | NOV | DEC | DISPATCHABILITY | PATH 26 | Deliverability | Comment
7STDRD_1_SOLAR1 | Kern | Shafter Solar | 0.05 | 0.29 | 1.36 | 15.96 | 15.11 | 17.64 | 16.97 | 17.56 | 15.38 | 11.53 | 0.03 | 0.02 | N | North | ID | C3&4: Waiting for Gates No. 2 500/230 kV Transformer and possibly other
ACACIA_6_SOLAR | Big Creek-Ventura | Antelope West Solar | [12 empty] | N | South | EO | bar: JAN to DEC
ADERA_1_SOLAR1 | Fresno | Adera Solar | [12 empty] | N | North | EO | bar: JAN to DEC
ADLIN_1_UNITS | NCNB | GEYSERS AIDLIN AGGREGATE | 16 | 16 | 16 | 16 | 16 | 16 | 16 | 16 | 16 | 16 | 16 | 16 | Y | North | FC
ADMEST_6_SOLAR | Fresno | Adams East | [12 empty] | N | North | EO | bar: JAN to DEC
ADOBEE_1_SOLAR | Kern | Adobe Solar | 0.05 | 0.35 | 1.35 | 16.89 | 16.84 | 19 | 18.29 | 18.42 | 16.25 | 11.88 | 0.03 | 0.02 | N | North | ID | C3&4: Waiting for Gates No. 2 500/230 kV Transformer and possibly other
AGRICO_6_PL3N5 | Fresno | Fresno Peaker | 20 | 20 | 20 | 20 | 20 | 20 | 20 | 20 | 20 | 20 | 20 | 20 | Y | North | FC
AGRICO_7_UNIT | Fresno | Fresno Cogen | 50.5 | 50.5 | 50.5 | 50.5 | 50.5 | 50.5 | 50.5 | 50.5 | 50.5 | 50.5 | 50.5 | 50.5 | Y | North | FC
AGUCAL_5_SOLAR1 | CAISO System | Agua Caliente Solar | [12 empty] | N | South | EO | bar: JAN to DEC
ALAMIT_7_UNIT 1 | LA Basin | ALAMITOS GEN STA. UNIT 1 | 174.56 | 174.56 | 174.56 | 174.56 | 174.56 | 174.56 | 174.56 | 174.56 | 174.56 | 174.56 | 174.56 | 174.56 | Y | South | FC
ALAMIT_7_UNIT 2 | LA Basin | ALAMITOS GEN STA. UNIT 2 | 175 | 175 | 175 | 175 | 175 | 175 | 175 | 175 | 175 | 175 | 175 | 175 | Y | South | FC
ALAMIT_7_UNIT 3 | LA Basin | ALAMITOS GEN STA. UNIT 3 | 332.18 | 332.18 | 332.18 | 332.18 | 332.18 | 332.18 | 332.18 | 332.18 | 332.18 | 332.18 | 332.18 | 332.18 | Y | South | FC
ALAMIT_7_UNIT 4 | LA Basin | ALAMITOS GEN STA. UNIT 4 | 335.67 | 335.67 | 335.67 | 335.67 | 335.67 | 335.67 | 335.67 | 335.67 | 335.67 | 335.67 | 335.67 | 335.67 | Y | South | FC
ALAMIT_7_UNIT 5 | LA Basin | ALAMITOS GEN STA. UNIT 5 | 497.97 | 497.97 | 497.97 | 497.97 | 497.97 | 497.97 | 497.97 | 497.97 | 497.97 | 497.97 | 497.97 | 497.97 | Y | South | FC
ALAMIT_7_UNIT 6 | LA Basin | ALAMITOS GEN STA. UNIT 6 | 495 | 495 | 495 | 495 | 495 | 495 | 495 | 495 | 495 | 495 | 495 | 495 | Y | South | FC
ALAMO_6_UNIT | Big Creek-Ventura | ALAMO POWER PLANT | 11.05 | 6.77 | 8.58 | 15.07 | 15.07 | 15.07 | 15.07 | 15.07 | 15.07 | 15.07 | 15.07 | 15.07 | Y | South | FC
ALLGNY_6_HYDRO1 | Sierra | Salmon Creek Hydroelectric Project | 0.26 | 0.26 | 0.25 | 0.1 | 0.12 | 0.15 | 0.17 | 0.15 | 0.13 | 0.08 | 0.08 | 0.14 | N | North | FC
ALMEGT_1_UNIT 1 | Bay Area | ALAMEDA GT UNIT 1 | 23.8 | 23.8 | 23.8 | 23.8 | 23.8 | 23.8 | 23.8 | 23.8 | 23.8 | 23.8 | 23.8 | 23.8 | Y | North | FC
ALMEGT_1_UNIT 2 | Bay Area | ALAMEDA GT UNIT 2 | 24.4 | 24.4 | 24.4 | 24.4 | 24.4 | 24.4 | 24.4 | 24.4 | 24.4 | 24.4 | 24.4 | 24.4 | Y | North | FC
ALPSLR_1_NTHSLR | CAISO System | Alpaugh North, LLC | 0.05 | 0.39 | 1.77 | 19.77 | 16.66 | 20 | 19.71 | 20 | 18.75 | 13.23 | 0.03 | 0.02 | N | North | ID | C3&4: Waiting for Gates No. 2 500/230 kV Transformer and possibly other
ALPSLR_1_SPSSLR | CAISO System | Alpaugh 50 LLC | 0.13 | 0.99 | 4.46 | 49.89 | 50 | 50 | 49.12 | 50 | 45.33 | 29.3 | 0.08 | 0.06 | N | North | FC
ALT6DN_2_WIND7 | CAISO System | Alta 2012 Alta Wind 7 | 3.5 | 19.24 | 29.62 | 31.58 | 51.86 | 35.26 | 17.36 | 19.24 | 13.65 | 7.68 | 4.76 | 5.31 | N | South | FC
ALT6DS_2_WIND9 | CAISO System | CPC East Alta Wind IX | 2.5 | 14.06 | 21.04 | 23.08 | 38.89 | 28.47 | 13.46 | 14.14 | 9.51 | 5.99 | 3.43 | 4 | N | South | FC
ALTA3A_2_CPCE4 | CAISO System | CPC East - Alta Wind 4 | 1.61 | 8.79 | 10.67 | 13.44 | 21.33 | 16.61 | 8.79 | 9.77 | 6.27 | 3.85 | 2.3 | 2.72 | N | South | FC
ALTA3A_2_CPCE5 | CAISO System | CPC East - Alta Wind 5 | 2.54 | 14.67 | 19.64 | 23.06 | 40.61 | 28.21 | 14.02 | 16.7 | 10.57 | 6.77 | 3.58 | 4.47 | N | South | FC
ALTA3A_2_CPCE8 | CAISO System | CPC East - Alta Wind 8 | 2.65 | 14.16 | 19.77 | 22.98 | 37.29 | 28.25 | 14.56 | 15.19 | 10.46 | 6.64 | 3.89 | 4.4 | N | South | FC
ALTA4A_2_CPCW1 | CAISO System | CPC West - Alta Wind 1 | 4.34 | 21.71 | 27.01 | 45.78 | 55.16 | 42.13 | 21.55 | 25.08 | 20.78 | 11.31 | 5.14 | 8.84 | N | South | FC
ALTA4B_2_CPCW2 | CAISO System | CPC West - Alta Wind II | 3 | 16.37 | 23.01 | 28.08 | 40.02 | 29.15 | 14.7 | 16.38 | 13.37 | 7.68 | 4.32 | 4.37 | N | South | FC
ALTA4B_2_CPCW3 | CAISO System | CPC West - Alta 3 | 3.28 | 19.9 | 24.07 | 29.01 | 42.23 | 31.98 | 15.84 | 16.63 | 12.99 | 8.06 | 5 | 5.59 | N | South | FC
ALTA4B_2_CPCW6 | CAISO System | CPC West - Alta Wind 6 | 1.81 | 5.73 | 18.84 | 28.56 | 39.56 | 30.11 | 14.35 | 16.47 | 12.51 | 7.36 | 4.12 | 5.65 | N | South | FC
ALTA6B_2_WIND11 | CAISO System | Alta Wind 11 | 2.59 | 10.42 | 14.1 | 22.76 | 38.33 | 35.74 | 24.65 | 23.1 | 16.72 | 9.16 | 7.52 | 13.97 | N | South | FC
ALTA6E_2_WIND10 | CAISO System | Alta Wind 10 | 2.77 | 15.49 | 24.26 | 21.96 | 42.45 | 34.41 | 20.02 | 21.74 | 12.9 | 8.01 | 6.91 | 6.95 | N | South | FC
ALTWD_1_QF | LA Basin | Altwind | 1.14 | 5.12 | 7.72 | 9.35 | 15.45 | 12.49 | 8.88 | 8.29 | 5.33 | 3.06 | 1.89 | 2.17 | N | South | FC
ANAHM_2_CANYN1 | LA Basin | CANYON POWER PLANT UNIT 1 | 49.4 | 49.4 | 49.4 | 49.4 | 49.4 | 49.4 | 49.4 | 49.4 | 49.4 | 49.4 | 49.4 | 49.4 | Y | South | FC
ANAHM_2_CANYN2 | LA Basin | CANYON POWER PLANT UNIT 2 | 48 | 48 | 48 | 48 | 48 | 48 | 48 | 48 | 48 | 48 | 48 | 48 | Y | South | FC
ANAHM_2_CANYN3 | LA Basin | CANYON POWER PLANT UNIT 3 | 48 | 48 | 48 | 48 | 48 | 48 | 48 | 48 | 48 | 48 | 48 | 48 | Y | South | FC
ANAHM_2_CANYN4 | LA Basin | CANYON POWER PLANT UNIT 4 | 49.4 | 49.4 | 49.4 | 49.4 | 49.4 | 49.4 | 49.4 | 49.4 | 49.4 | 49.4 | 49.4 | 49.4 | Y | South | FC
ANAHM_7_CT | LA Basin | ANAHEIM COMBUSTION TURBINE | 42.81 | 42.81 | 42.81 | 42.81 | 42.81 | 40.64 | 40.64 | 40.64 | 40.64 | 40.64 | 42.81 | 42.81 | Y | South | FC
ANTLPE_2_QF | CAISO System | ANTELOPE QFS | 8.59 | 37.03 | 49.32 | 67.16 | 74.59 | 50.47 | 24.24 | 26.53 | 25.79 | 14.88 | 9.28 | 9.6 | N | South | FC
APLHIL_1_SLABCK | Sierra | SLAB CREEK HYDRO | [12 empty] | Y | North | EO | bar: JAN to DEC
ARBWD_6_QF | CAISO System | Wind Resource II | 0.66 | 2.8 | 3.31 | 3.87 | 7.71 | 3.58 | 2.42 | 2.64 | 2.24 | 1.74 | 1.74 | 2.01 | N | South | FC
ARCOGN_2_UNITS | LA Basin | WATSON COGENERATION | 250.1 | 287.01 | 248.05 | 246.06 | 239.86 | 260.37 | 265.55 | 264.19 | 261.77 | 211.65 | 277.41 | 292.46 | N | South | FC
ARVINN_6_ORION1 | CAISO System | Orion 1 Solar | 0.03 | 0.21 | 0.82 | 10.31 | 9.7 | 10.21 | 10.52 | 10.81 | 9.81 | 7.43 | 0.02 | 0.01 | N | North | ID | C3&4: Waiting for Gates No. 2 500/230 kV Transformer and possibly other
ARVINN_6_ORION2 | CAISO System | Orion 2 Solar | 0.02 | 0.14 | 0.55 | 6.92 | 6.6 | 6.84 | 7.01 | 7.17 | 6.45 | 4.88 | 0.01 | 0.01 | N | North | ID | C3&4: Waiting for Gates No. 2 500/230 kV Transformer and possibly other
ASTORA_2_SOLAR1 | CAISO System | Astoria 1 | 0.26 | 1.46 | 6.75 | 78.9 | 74.69 | 78.44 | 74.48 | 79.42 | 74.15 | 56.85 | 0.16 | 0.11 | N | South | FC
ASTORA_2_SOLAR2 | CAISO System | RE Astoria 2 | 0.2 | 1.1 | 5.12 | 59.86 | 56.67 | 59.51 | 56.51 | 60.26 | 56.26 | 43.13 | 0.12 | 0.08 | N | South | FC |  | already operational, declare COD soon
ATWEL2_1_SOLAR1 | CAISO System | Atwell West | 0.05 | 0.29 | 1.36 | 15.96 | 15.11 | 16.25 | 17.36 | 17.74 | 15.99 | 12.43 | 0.03 | 0.02 | N | North | ID | C3&4: Waiting for Gates No. 2 500/230 kV Transformer and possibly other
ATWELL_1_SOLAR | CAISO System | Atwell Island PV Solar Generating Faci. | 0.04 | 0.25 | 0.97 | 12.74 | 13.91 | 14.05 | 13.78 | 13.85 | 12.01 | 8.57 | 0.02 | 0.02 | N | North | ID | C3&4: Waiting for Gates No. 2 500/230 kV Transformer and possibly other
AVENAL_6_AVPARK | Fresno | Avenal Park Solar Project | [12 empty] | N | North | EO | bar: JAN to DEC
AVENAL_6_SANDDG | Fresno | Sand Drag Solar Project | [12 empty] | N | North | EO | bar: JAN to DEC
AVENAL_6_SUNCTY | Fresno | Sun City Solar Project | [12 empty] | N | North | EO | bar: JAN to DEC
AVSOLR_2_SOLAR | CAISO System | AV SOLAR RANCH 1 | 0.66 | 3.89 | 14.3 | 167.37 | 166.89 | 163.77 | 169.79 | 191.91 | 174.85 | 131.52 | 0.39 | 0.28 | N | South | FC
BALCHS_7_UNIT 1 | Fresno | BALCH 1 PH UNIT 1 | 33 | 33 | 33 | 33 | 33 | 33 | 33 | 33 | 33 | 33 | 33 | 33 | Y | North | FC
BALCHS_7_UNIT 2 | Fresno | BALCH 2 PH UNIT 2 | 52.5 | 52.5 | 52.5 | 52.5 | 52.5 | 52.5 | 52.5 | 52.5 | 52.5 | 52.5 | 52.5 | 52.5 | Y | North | FC
BALCHS_7_UNIT 3 | Fresno | BALCH 2 PH UNIT 3 | 52.5 | 52.5 | 52.5 | 52.5 | 52.5 | 52.5 | 52.5 | 52.5 | 52.5 | 52.5 | 52.5 | 52.5 | Y | North | FC
BANGOR_6_HYDRO | Sierra | Virginia Ranch Dam Powerplant | 0.41 | 0.36 | 0.44 | 0.51 | 0.59 | 0.58 | 0.61 | 0.54 | 0.47 | 0.33 | 0.32 | 0.32 | Y | North | FC
BANKPP_2_NSPIN | Bay Area | BANKPP_2_NSPIN | 127 | 127 | 127 | 127 | 127 | 127 | 127 | 127 | 127 | 127 | 127 | 127 | N | North | FC
BARRE_2_QF | LA Basin | BARRE QFS | 0 | 0 | 0 | 0 | 0 | 0 | 0 | 0 | 0 | 0 | 0 | 0 | N | South | FC
BARRE_6_PEAKER | LA Basin | Barre Peaker | 47 | 47 | 47 | 47 | 47 | 47 | 47 | 47 | 47 | 47 | 47 | 47 | Y | South | FC
BASICE_2_UNITS | CAISO System | CALPINE AMERICAN I COGEN. | 88.36 | 82.03 | 50.28 | 86.8 | 77.62 | 83.56 | 92.75 | 83.76 | 83.15 | 92.54 | 57.61 | 92.06 | N | North | FC
BDGRCK_1_UNITS | Kern | BADGER CREEK LIMITED | 44 | 40.96 | 42.1 | 41.38 | 33.83 | 30.72 | 31.15 | 36.29 | 37.12 | 40.04 | 44 | 38.5 | Y | North | FC
BEARDS_7_UNIT 1 | Stockton | Beardsley Hydro | 0.63 | 0.42 | 0.43 | 5.47 | 5.93 | 7.05 | 8.35 | 8.36 | 6.46 | 2.16 | 2.04 | 3.91 | Y | North | FC
BEARMT_1_UNIT | Kern | Bear Mountain Limited | 16.13 | 14.82 | 23.09 | 29.86 | 38.61 | 45.73 | 44.77 | 44.58 | 44.87 | 43.63 | 35.06 | 8.3 | Y | North | FC
BELDEN_7_UNIT 1 | Sierra | BELDEN HYDRO | 115 | 115 | 115 | 115 | 115 | 115 | 115 | 115 | 115 | 115 | 115 | 115 | Y | North | FC
BIGCRK_2_EXESWD | Big Creek-Ventura | BIG CREEK HYDRO PROJECT PSP | 773.6 | 773.6 | 773.6 | 773.6 | 800.6 | 800.6 | 800.6 | 800.6 | 773.6 | 773.6 | 773.6 | 773.6 | Y | South | FC
BIGCRK_7_DAM7 | Big Creek-Ventura | [13 empty] | N | South | EO | bar: JAN to DEC
BIGCRK_7_MAMRES | Big Creek-Ventura | [13 empty] | N | South | EO | bar: JAN to DEC
BIGSKY_2_SOLAR1 | Big Creek-Ventura | Antelope Big Sky Ranch Solar | 0.05 | 0.29 | 1.36 | 15.96 | 15.11 | 15.87 | 15.07 | 16.07 | 15 | 11.5 | 0.03 | 0.02 | N | South | FC
BIGSKY_2_SOLAR3 | Big Creek-Ventura | Big Sky Summer | 0.05 | 0.29 | 1.36 | 15.96 | 15.11 | 15.87 | 15.07 | 16.07 | 15 | 11.5 | 0.03 | 0.02 | N | South | FC
BIOMAS_1_UNIT 1 | Sierra | WOODLAND BIOMASS | 21.13 | 23.57 | 23.86 | 17.47 | 13.11 | 24.15 | 24.31 | 24.31 | 24.23 | 16.75 | 24.23 | 24.16 | N | North | FC
BISHOP_1_ALAMO | CAISO System | BISHOP CREEK PLANT 2 AND 6 | 1.47 | 1.5 | 1.84 | 2.92 | 6.34 | 7.69 | 7.11 | 6.19 | 2.82 | 1.4 | 1.2 | 1.17 | N | South | FC
BISHOP_1_UNITS | CAISO System | BISHOP CREEK PLANT 3 AND 4 | 2.73 | 2.71 | 2.39 | 2.63 | 7.93 | 9.65 | 8.78 | 7.77 | 4.01 | 2.26 | 2.27 | 2.56 | N | South | FC
BKRFLD_2_SOLAR1 | Kern | Bakersfield 111 | 0 | 0.02 | 0.09 | 1.1 | 1.04 | 1.09 | 1.04 | 1.2 | 1.07 | 0.76 | 0 | 0 | N | North | ID | 16DGD: Waiting for Midway fault duty mitigation and possibly other unknown
BLACK_7_UNIT 1 | CAISO System | JAMES B. BLACK 1 | 85 | 85 | 85 | 85 | 85 | 85 | 85 | 85 | 85 | 85 | 85 | 85 | Y | North | FC
BLACK_7_UNIT 2 | CAISO System | JAMES B. BLACK 2 | 84.1 | 84.1 | 84.1 | 84.1 | 84.1 | 84.1 | 84.1 | 84.1 | 84.1 | 84.1 | 84.1 | 84.1 | Y | North | FC
BLAST_1_WIND | LA Basin | Mountain View IV Wind | 0.62 | 4.32 | 8.4 | 5.46 | 13.47 | 19.26 | 4.93 | 3.49 | 2.84 | 2.5 | 1.75 | 0.89 | N | South | FC
BLCKBT_2_STONEY | CAISO System | BLACK BUTTE HYDRO | 2.04 | 1.6 | 1.3 | 3.5 | 2.7 | 2.57 | 2.02 | 1.83 | 1.5 | 1.5 | 2.1 | 2.51 | Y | North | FC
BLCKWL_6_SOLAR1 | CAISO System | Blackwell Solar | 0.03 | 0.18 | 0.82 | 9.58 | 10.47 | 10.88 | 10.53 | 10.82 | 9.82 | 7.58 | 0.03 | 0.01 | N | North | ID | C3&4: Waiting for Gates No. 2 500/230 kV Transformer and possibly other
BLKCRK_2_SOLAR1 | CAISO System | McCoy Solar | 0.65 | 3.68 | 17.06 | 199.55 | 188.9 | 198.37 | 188.36 | 192.79 | 174.68 | 133.67 | 0.37 | 0.25 | N | South | FC
BLM_2_UNITS | CAISO System | BLM EAST Facility | 47.8 | 46.51 | 44.22 | 45.48 | 45.33 | 45.3 | 43.69 | 44.22 | 44.45 | 45.45 | 45.35 | 44.17 | N | South | FC
BLYTHE_1_SOLAR1 | CAISO System | Blythe Solar 1 Project | [12 empty] | N | South | EO | bar: JAN to DEC
BNNIEN_7_ALTAPH | Sierra | ALTA POWER HOUSE | 0.23 | 0.24 | 0.32 | 0.31 | 0.24 | 0.41 | 0.64 | 0.72 | 0.35 | 0.53 | 0.52 | 0.39 | Y | North | FC
BOGUE_1_UNITA1 | Sierra | Feather River Energy Center, Unit #1 | 46.3 | 46.3 | 46.3 | 46.3 | 46.3 | 46 | 45 | 45 | 45 | 46.3 | 46.3 | 46.3 | Y | North | FC
BORDER_6_UNITA1 | San Diego-IV | CalPeak Power Border Unit 1 | 48 | 48 | 48 | 48 | 48 | 48 | 48 | 48 | 48 | 48 | 48 | 48 | Y | South | FC
BOWMN_6_UNIT | Sierra | BOWMAN | 0.45 | 0.06 | 0.03 | 0.17 | 0.59 | 0.37 | 0.65 | 1.98 | 1.56 | 1.02 | 0.37 | 0.08 | N | North | FC
BRDGVL_7_BAKER | Humboldt | Baker Station Hydro | 0.69 | 0.48 | 0.41 | 0.4 | 0 | 0 | 0 | 0 | 0 | 0 | 0.3 | 1.18 | N | North | FC
BRDSLD_2_HIWIND | Bay Area | High Winds Energy Center | 1.02 | 5.99 | 8.57 | 13.51 | 40.63 | 27.95 | 51.29 | 37.71 | 12.45 | 4.84 | 2 | 3.05 | N | North | FC
BRDSLD_2_MTZUM2 | Bay Area | NextEra Energy Montezuma Wind II | 0.81 | 4.83 | 8.49 | 11.42 | 26.24 | 20.42 | 31.01 | 23.38 | 10.69 | 3.61 | 1.51 | 2.46 | N | North | FC
BRDSLD_2_MTZUMA | Bay Area | FPL Energy Montezuma Wind | 0.34 | 2.26 | 3.46 | 4.71 | 10.78 | 6.99 | 11.67 | 8.86 | 3.97 | 1.59 | 0.7 | 1.2 | N | North | FC
BRDSLD_2_SHILO1 | Bay Area | Shiloh I Wind Project | 1.45 | 9.73 | 17.18 | 24.64 | 54.42 | 40.73 | 58.92 | 48.2 | 20.08 | 6.32 | 2.6 | 4.35 | N | North | FC
BRDSLD_2_SHILO2 | Bay Area | SHILOH WIND PROJECT 2 | 1.45 | 10.31 | 16.09 | 21.04 | 49.62 | 28.15 | 51.93 | 40.62 | 17.36 | 6.52 | 2.95 | 5.12 | N | North | FC
BRDSLD_2_SHLO3A | Bay Area | Shiloh III Wind Project, LLC | 1.02 | 7.08 | 10.63 | 14.09 | 29.86 | 17.71 | 26.22 | 23.03 | 10.51 | 4.25 | 2.01 | 3.65 | N | North | FC
BRDSLD_2_SHLO3B | Bay Area | Shiloh IV Wind Project | 1.11 | 6.87 | 12.35 | 17.15 | 39.05 | 29.29 | 42.78 | 35.2 | 14.61 | 4.96 | 2.24 | 3.5 | N | North | FC
BRDWAY_7_UNIT 3 | LA Basin | BROADWAY UNIT 3 | 65 | 65 | 65 | 65 | 65 | 65 | 65 | 65 | 65 | 65 | 65 | 65 | Y | South | FC
BREGGO_6_DEGRSL | San Diego-IV | Desert Green Solar Farm | 0.02 | 0.1 | 0.42 | 5.31 | 4.23 | 4.5 | 4.15 | 5.16 | 4.12 | 2.89 | 0.01 | 0.01 | N | South | FC
BREGGO_6_SOLAR | San Diego-IV | NRG Borrego Solar One | 0.07 | 0.41 | 2.29 | 26 | 25.47 | 24.64 | 23.22 | 22.44 | 19.54 | 15.11 | 0.03 | 0.02 | N | South | FC
BRODIE_2_WIND | CAISO System | Coram Brodie Wind Project | 2.92 | 15.83 | 22.15 | 15.63 | 33.45 | 24.44 | 12.16 | 14.33 | 12.19 | 6.79 | 3.69 | 5.1 | N | South | FC
BUCKBL_2_PL1X3 | CAISO System | Blythe Energy Center | 490 | 490 | 490 | 490 | 490 | 490 | 490 | 490 | 490 | 490 | 490 | 490 | Y | South | FC
BUCKCK_2_HYDRO | Sierra | Lassen Station Hydro | 0.3 | 0.3 | 0.3 | 0.24 | 0.33 | 0.42 | 0.48 | 0.45 | 0.36 | 0.23 | 0.24 | 0.27 | N | North | FC
BUCKCK_7_OAKFLT | Sierra | Oak Flat | 0.48 | 0.64 | 0.94 | 1.02 | 1.1 | 1.11 | 0.93 | 0.84 | 0.39 | 0.43 | 0.57 | 0.49 | Y | North | FC
BUCKCK_7_PL1X2 | Sierra | BUCKS CREEK AGGREGATE | 58 | 58 | 58 | 58 | 58 | 58 | 58 | 58 | 58 | 58 | 58 | 58 | Y | North | FC
BUCKWD_1_NPALM1 | LA Basin | North Palm Springs 1A | 0 | 0.03 | 0.15 | 1.47 | 2.01 | 1.64 | 1.49 | 1.36 | 1.11 | 1.03 | 0 | 0 | N | South | FC
BUCKWD_1_QF | LA Basin | Buckwind Re-powering project | 0.34 | 2.06 | 3.92 | 2.48 | 8.05 | 9.16 | 3.04 | 2.64 | 1.84 | 1.61 | 0.81 | 0.63 | N | South | FC
BUCKWD_7_WINTCV | LA Basin | Wintec Energy, Ltd. | 0.02 | 0.13 | 0.26 | 0.15 | 0.56 | 0.64 | 0.19 | 0.16 | 0.1 | 0.1 | 0.05 | 0.03 | N | South | FC
BURNYF_2_UNIT 1 | CAISO System | Burney Forest Power | 26.74 | 26.84 | 22.75 | 8.86 | 27.18 | 29.15 | 28.94 | 29.14 | 27.82 | 28.35 | 22.14 | 25.9 | N | North | FC
BUTTVL_7_UNIT 1 | CAISO System | BUTT VALLEY HYDRO | 40 | 40 | 40 | 40 | 40 | 40 | 40 | 40 | 40 | 40 | 40 | 40 | Y | North | FC
CABZON_1_WINDA1 | LA Basin | Cabazon Wind Project | 1.12 | 3.48 | 7.1 | 8.39 | 18.68 | 23.13 | 14.77 | 8.9 | 5.22 | 3.75 | 2.28 | 1.97 | N | South | FC
CALGEN_1_UNITS | CAISO System | COSO Finance Partners (Navy 1) | 57.07 | 57.92 | 53.22 | 56.87 | 54.34 | 55.75 | 54.56 | 53.83 | 54.46 | 54.15 | 57.72 | 57.31 | N | South | FC
CALPIN_1_AGNEW | Bay Area | Agnews Power Plant | 28 | 28 | 28 | 28 | 28 | 28 | 28 | 28 | 28 | 28 | 28 | 28 | Y | North | FC
CAMCHE_1_PL1X3 | Stockton | CAMANCHE UNITS 1, 2 & 3 AGGREGATE | 1.61 | 1.48 | 1.02 | 1.33 | 1.54 | 1.21 | 0.59 | 0.58 | 0.52 | 0.6 | 0.52 | 0.6 | N | North | FC
CAMLOT_2_SOLAR1 | CAISO System | Camelot | 0.12 | 0.71 | 3.18 | 39.63 | 39.29 | 38.87 | 38.34 | 39.64 | 36.63 | 25.23 | 0.07 | 0.05 | N | South | FC
CAMLOT_2_SOLAR2 | CAISO System | Columbia Two | 0.04 | 0.24 | 1.06 | 13.14 | 13.07 | 12.91 | 12.82 | 13.18 | 12.13 | 8.46 | 0.03 | 0.02 | N | South | FC
CAMPFW_7_FARWST | Sierra | CAMP FAR WEST HYDRO | 4.86 | 4.31 | 4.35 | 5.73 | 4.31 | 2.87 | 2.97 | 2.9 | 0.57 | 0 | 0 | 2.28 | Y | North | FC
CANTUA_1_SOLAR | Fresno | Cantua Solar Station | 0.06 | 0.29 | 1.17 | 14.85 | 14 | 14.26 | 13.27 | 13.52 | 12.48 | 11.22 | 0.04 | 0.03 | N | North | ID | C3&4: Waiting for Gates No. 2 500/230 kV Transformer, Oro Loma-Mendota 115 kV Conversion and possibly other
CAPMAD_1_UNIT 1 | Fresno | CAPCO MADERA Power Plant | 11.71 | 14.29 | 13.28 | 3.77 | 1.53 | 6.25 | 4.64 | 4.29 | 5.79 | 5.57 | 7.1 | 6.55 | Y | North | FC
CAPWD_1_QF | LA Basin | Edom Hills Wind Farm | 0.47 | 2.13 | 3.21 | 3.89 | 6.43 | 5.2 | 3.7 | 3.45 | 2.22 | 1.27 | 0.72 | 0.76 | N | South | FC
CARBOU_7_PL2X3 | CAISO System | CARIBOU PH 1 UNIT 2 & 3 AGGREGATE | 48 | 48 | 48 | 48 | 48 | 48 | 48 | 48 | 48 | 48 | 48 | 48 | Y | North | FC
CARBOU_7_PL4X5 | CAISO System | CARIBOU PH 2 UNIT 4 & 5 AGGREGATE | 120 | 120 | 120 | 120 | 120 | 120 | 120 | 120 | 120 | 120 | 120 | 120 | Y | North | FC
CARBOU_7_UNIT 1 | CAISO System | CARIBOU PH 1 UNIT 1 | 24 | 24 | 24 | 24 | 24 | 24 | 24 | 24 | 24 | 24 | 24 | 24 | Y | North | FC
CATLNA_2_SOLAR | CAISO System | Catalina Solar - Phases 1 and 2 | 1.83 | 1.08 | 7.1 | 78.51 | 73.56 | 87.41 | 82.92 | 83.69 | 55.07 | 42.23 | 0.22 | 0.85 | N | South | FC
CATLNA_2_SOLAR2 | CAISO System | Catalina Solar 2 | 0.05 | 0.27 | 1.23 | 14.37 | 13.6 | 14.28 | 13.56 | 16.22 | 15.31 | 10.63 | 0.04 | 0.03 | N | South | FC
CAVLSR_2_BSOLAR | CAISO System | California Valley Solar Ranch-Phase B | 0.16 | 0.83 | 3.33 | 39.39 | 27.45 | 29.53 | 34.51 | 40 | 37.5 | 26.89 | 0.1 | 0.06 | N | North | ID | TC: Waiting for Midway fault duty mitigation
CAVLSR_2_RSOLAR | CAISO System | California Valley Solar Ranch-Phase A | 0.86 | 4.98 | 17.02 | 195.09 | 196.56 | 207.05 | 198.16 | 204.47 | 176.79 | 131.46 | 0.51 | 0.36 | N | North | ID | TC: Waiting for Midway fault duty mitigation
CAYTNO_2_VASCO | Bay Area | Vasco Road | 3.01 | 3.39 | 3.71 | 3.56 | 3.62 | 3.74 | 3.83 | 3.83 | 3.78 | 3.77 | 3.73 | 3.38 | N | North | FC
CBRLLO_6_PLSTP1 | San Diego-IV | POINT LOMA SEWAGE TREATMENT PLANT | 2.48 | 2.22 | 1.8 | 2.25 | 2.58 | 2.66 | 2.87 | 2.53 | 2.15 | 1.35 | 2.25 | 2.22 | N | South | FC
CCRITA_7_RPPCHF | San Diego-IV | Rancho Penasquitos Hydro Facility | 0.97 | 0.57 | 1.21 | 2 | 2.05 | 2.23 | 2.09 | 2.17 | 1.12 | 1.7 | 1.31 | 0.13 | N | South | FC
CDWR07_2_GEN | CAISO System | CDWR07_2_GEN | 115.6 | 115.6 | 115.6 | 115.6 | 115.6 | 115.6 | 115.6 | 115.6 | 115.6 | 115.6 | 115.6 | 60.43 | N | South | FC
CEDRCK_6_UNIT | CAISO System | Water Wheel Ranch | 0.24 | 0.38 | 0.45 | 0.42 | 0.21 | 0.15 | 0.1 | 0.07 | 0.09 | 0.08 | 0.1 | 0.33 | N | North | FC
CENTER_2_QF | LA Basin | CENTER QFS | 12.36 | 11.78 | 11.98 | 9.97 | 12.28 | 17.24 | 18.37 | 17.4 | 17.85 | 9.94 | 5.36 | 0.82 | N | South | FC
CENTER_2_RHONDO | LA Basin | MWD Rio Hondo Hydroelectric Recovery Pla | 1.91 | 1.91 | 1.91 | 1.91 | 1.91 | 1.91 | 1.91 | 1.91 | 1.91 | 1.91 | 1.91 | 1.91 | Y | South | FC
CENTER_2_SOLAR1 | LA Basin | Pico Rivera | [12 empty] | N | South | EO | bar: JAN to DEC
CENTER_6_PEAKER | LA Basin | Center Peaker | 47 | 47 | 47 | 47 | 47 | 47 | 47 | 47 | 47 | 47 | 47 | 47 | Y | South | FC
CENTRY_6_PL1X4 | LA Basin | CENTURY GENERATING PLANT (AGGREGATE) | 36 | 36 | 36 | 36 | 36 | 36 | 36 | 36 | 36 | 36 | 36 | 36 | Y | South | FC
CHALK_1_UNIT | CAISO System | CHALK CLIFF LIMITED | 33.33 | 28.93 | 32.45 | 28.73 | 17.06 | 21.74 | 22.44 | 20.65 | 22.13 | 22.85 | 16.14 | 22.01 | N | North | FC
CHEVCD_6_UNIT | CAISO System | CHEVRON USA (TAFT/CADET) | 0.99 | 1.25 | 1.32 | 1.18 | 1.51 | 1.24 | 0.73 | 1.29 | 1.41 | 1.15 | 1.24 | 0.75 | N | North | FC
CHEVCO_6_UNIT 1 | Fresno | CHEVRON USA (COALINGA) | 1.48 | 1.3 | 1.34 | 0.67 | 2.09 | 1.21 | 1.31 | 1 | 0.8 | 1.02 | 1.25 | 1.07 | N | North | FC
CHEVCO_6_UNIT 2 | Fresno | AERA ENERGY LLC. (COALINGA) | 1.83 | 1.58 | 1.65 | 1.39 | 1.25 | 1.18 | 0.94 | 0.75 | 1.2 | 1.41 | 1.37 | 1.5 | N | North | FC
CHEVCY_1_UNIT | CAISO System | CHEVRON USA (CYMRIC) | 6.74 | 5.95 | 5.6 | 6.45 | 6.21 | 6.06 | 5.96 | 5.17 | 3.84 | 4.57 | 4.79 | 5.09 | N | North | FC
CHEVMN_2_UNITS | LA Basin | CHEVRON U.S.A. UNITS 1 & 2 AGGREGATE | 9.84 | 11.05 | 4.94 | 4.74 | 17.51 | 29.94 | 20.56 | 11.8 | 9.21 | 8.59 | 7.44 | 11.76 | N | South | FC
CHICPK_7_UNIT 1 | Sierra | CHICAGO PARK 1, BEAR RIVER CA | 38 | 38 | 38 | 38 | 38 | 38 | 38 | 38 | 38 | 38 | 38 | 38 | Y | North | FC
CHILLS_1_SYCENG | San Diego-IV | Sycamore Energy 1 | 0.72 | 0.87 | 0.83 | 0.8 | 0.74 | 0.65 | 0.7 | 0.67 | 0.66 | 0.63 | 0.61 | 0.62 | N | South | FC
CHILLS_7_UNITA1 | San Diego-IV | GAS RECOVERY SYS. (SYCAMORE CANYON) | 1.82 | 2 | 2 | 2 | 1.4 | 1.68 | 1.56 | 1.52 | 1.74 | 1.75 | 1.8 | 1.61 | Y | South | FC
CHINO_2_JURUPA | LA Basin | Jurupa | [12 empty] | N | South | EO | bar: JAN to DEC
CHINO_2_QF | LA Basin | CHINO QFS | 3.88 | 4.26 | 4.14 | 4.5 | 4.42 | 5.06 | 5.12 | 5.09 | 5.18 | 2.9 | 2.65 | 2.76 | N | South | FC
CHINO_2_SASOLR | LA Basin | SS San Antonio West LLC | [12 empty] | N | South | EO | bar: JAN to DEC
CHINO_2_SOLAR | LA Basin | Chino RT Solar 1 | 0 | 0 | 0.01 | 0.11 | 0.2 | 0.45 | 0.32 | 0.34 | 0.08 | 0.05 | 0 | 0 | N | South | FC
CHINO_2_SOLAR2 | LA Basin | Kona Solar - Terra Francesca | [12 empty] | N | South | EO | bar: JAN to DEC
CHINO_6_CIMGEN | LA Basin | O.L.S. ENERGY COMPANY -- CHINO | 25.48 | 25.81 | 24.72 | 24.68 | 19.38 | 25.54 | 25.79 | 25.18 | 25.33 | 22.21 | 26.05 | 24.54 | N | South | FC
CHINO_6_SMPPAP | LA Basin | SIMPSON PAPER | 42.78 | 42.78 | 42.78 | 42.78 | 42.78 | 42.78 | 42.78 | 42.78 | 42.78 | 42.78 | 42.78 | 42.78 | Y | South | FC
CHINO_7_MILIKN | LA Basin | MN Milliken Genco LLC | 1.29 | 1.2 | 1.49 | 1.48 | 1.36 | 1.24 | 1.25 | 1.19 | 1.21 | 1.27 | 1.41 | 1.32 | Y | South | FC
CHWCHL_1_BIOMAS | Fresno | Chow II Biomass to Energy | 7.63 | 5.83 | 6.37 | 5.77 | 6.41 | 7.94 | 7.15 | 7.6 | 7.59 | 6.04 | 7.49 | 7.29 | N | North | FC
CHWCHL_1_UNIT | Fresno | CHOW 2 PEAKER PLANT | 48 | 48 | 48 | 48 | 48 | 48 | 48 | 48 | 48 | 48 | 48 | 48 | Y | North | FC
CLOVDL_1_SOLAR | NCNB | Cloverdale Solar I | 0 | 0.02 | 0.09 | 1.14 | 1.07 | 1.15 | 1.02 | 1.07 | 0.91 | 0.72 | 0 | 0 | N | North | ID | 14&15DGD: Waiting for Contra Costa Sub 230 kV Switch Replacement, Q258 SPS and possibly other
CLOVER_2_UNIT | CAISO System | Clover Creek | 0.3 | 0.3 | 0.3 | 0.24 | 0.33 | 0.42 | 0.48 | 0.45 | 0.36 | 0.23 | 0.24 | 0.27 | N | North | FC
CLRKRD_6_LIMESD | CAISO System | Lime Saddle Hydro | 0.75 | 0.76 | 0.81 | 0.79 | 0.74 | 0.68 | 0.66 | 0.6 | 0.6 | 0.64 | 0.57 | 0.55 | Y | North | FC
CLRMTK_1_QF | Bay Area | SMALL QF AGGREGATION - OAKLAND | 0 | 0 | 0 | 0 | 0 | 0 | 0 | 0 | 0 | 0 | 0 | 0 | N | North | FC
CNTNLA_2_SOLAR1 | San Diego-IV | Centinela Solar Energy I | 0.34 | 2.05 | 9.28 | 115.76 | 121.99 | 119.95 | 115.77 | 113.75 | 96.09 | 75.76 | 0.14 | 0.1 | N | South | FC
CNTNLA_2_SOLAR2 | San Diego-IV | Centinels Solar Energy 2 | [12 empty] | N | South | EO | bar: JAN to DEC
CNTRVL_6_UNIT | CAISO System | Centerville | 0 | 0 | 0 | 0 | 0 | 0 | 0 | 0 | 0 | 0 | 0 | 0 | Y | North | FC
COCOPP_2_CTG1 | Bay Area | Marsh Landing 1 | 204.2 | 204.2 | 202.26 | 199.2 | 196.25 | 193.39 | 191.35 | 191.35 | 193.39 | 196.25 | 202.26 | 203.28 | Y | North | FC
COCOPP_2_CTG2 | Bay Area | Marsh Landing 2 | 202.7 | 202.7 | 200.09 | 197.07 | 194.14 | 191.32 | 189.3 | 189.3 | 191.32 | 194.14 | 200.09 | 201.1 | Y | North | FC
COCOPP_2_CTG3 | Bay Area | Marsh Landing 3 | 204.31 | 204.31 | 202.37 | 199.31 | 196.35 | 193.49 | 191.45 | 191.45 | 193.49 | 196.35 | 202.37 | 203.39 | Y | North | FC
COCOPP_2_CTG4 | Bay Area | Marsh Landing 4 | 204.29 | 204.29 | 202.35 | 199.29 | 196.33 | 193.48 | 191.44 | 191.44 | 193.48 | 196.33 | 202.35 | 203.37 | Y | North | FC
COCOSB_6_SOLAR | Bay Area | Oakley Solar Project | [12 empty] | N | North | EO | bar: JAN to DEC
COGNAT_1_UNIT | Stockton | Stockton Biomas | 39.81 | 35.92 | 37.75 | 30.58 | 32.72 | 40.56 | 41.4 | 41.58 | 42.48 | 34.01 | 40.49 | 38.86 | N | North | FC
COLEMN_2_UNIT | CAISO System | Coleman | 6.53 | 6.98 | 9.32 | 10.04 | 9.45 | 7.89 | 6.09 | 3.28 | 3 | 3.51 | 3.83 | 4.9 | Y | North | FC
COLGA1_6_SHELLW | Fresno | COALINGA COGENERATION COMPANY | 25.34 | 17.39 | 26.99 | 35.16 | 30.87 | 34.71 | 35.09 | 34.7 | 34.56 | 34.2 | 34.42 | 37.12 | N | North | FC
COLGAT_7_UNIT 1 | Sierra | Colgate Powerhouse Unit 1 | 149.85 | 148.64 | 153.29 | 158.63 | 162.79 | 165.7 | 165.1 | 161.65 | 156.74 | 151.87 | 149.95 | 148.24 | Y | North | FC
COLGAT_7_UNIT 2 | Sierra | Colgate Powerhouse Unit 2 | 149.8 | 148.6 | 153.24 | 158.63 | 162.83 | 165.76 | 165.16 | 161.68 | 156.71 | 151.81 | 149.91 | 148.21 | Y | North | FC
COLTON_6_AGUAM1 | LA Basin | AGUA MANSA UNIT 1 (CITY OF COLTON) | 43 | 43 | 43 | 43 | 43 | 43 | 43 | 43 | 43 | 43 | 43 | 43 | Y | South | FC
COLUSA_2_PL1X3 | CAISO System | Colusa Generating Station | 641 | 641 | 641 | 641 | 641 | 641 | 641 | 641 | 641 | 641 | 641 | 641 | Y | North | FC
COLVIL_7_PL1X2 | CAISO System | COLLIERVILLE HYDRO UNIT 1 & 2 AGGREGATE | 246.86 | 246.86 | 246.86 | 246.86 | 246.86 | 246.86 | 246.86 | 246.86 | 246.86 | 246.86 | 246.86 | 246.86 | Y | North | FC
CONTAN_1_UNIT | Bay Area | Graphic Packaging Cogen | 27.7 | 27.7 | 27.7 | 27.7 | 27.7 | 27.7 | 27.7 | 27.7 | 27.7 | 27.7 | 27.7 | 27.7 | Y | North | FC
CONTRL_1_CASAD1 | CAISO System | Mammoth G1 | 6.8 | 7.53 | 6.85 | 6.8 | 5.92 | 5.99 | 6.01 | 5.91 | 6.03 | 6.31 | 7.37 | 6.96 | N | South | FC
CONTRL_1_CASAD3 | CAISO System | Mammoth G3 | 12.31 | 11.69 | 11.48 | 9.76 | 8.91 | 7.34 | 7.15 | 6.9 | 7.41 | 8.2 | 12.35 | 12.68 | N | South | FC
CONTRL_1_LUNDY | CAISO System | LUNDY | 0.34 | 0.34 | 0.38 | 0.34 | 0.48 | 0.65 | 0.8 | 0.78 | 0.91 | 0.52 | 0.35 | 0.28 | N | South | FC
CONTRL_1_OXBOW | CAISO System | OXBOW GEOTHERMAL CORPORATION | 58.72 | 57.98 | 56.71 | 55.34 | 52.28 | 53.2 | 53.94 | 53.75 | 54.44 | 45.6 | 56.68 | 56.37 | N | South | FC
CONTRL_1_POOLE | CAISO System | POOLE HYDRO PLANT 1 | 0.79 | 0.83 | 0.86 | 3.35 | 2.59 | 5.16 | 4.35 | 2.98 | 0.8 | 1.4 | 1 | 1.09 | Y | South | FC
CONTRL_1_QF | CAISO System | CONTROL QFS | 14.76 | 14.22 | 13.56 | 8.72 | 6.96 | 5.83 | 4.91 | 5.06 | 5.57 | 5.13 | 10.28 | 10.53 | N | South | FC
CONTRL_1_RUSHCK | CAISO System | RUSH CREEK | 4.65 | 5.17 | 5.34 | 6.54 | 9.47 | 11.94 | 4.77 | 3.24 | 3.46 | 4.55 | 4.87 | 4.17 | Y | South | FC
COPMT2_2_SOLAR2 | CAISO System | CMS2 | 0.25 | 1.53 | 7.2 | 96.77 | 79.09 | 91.68 | 71.78 | 77.06 | 77.97 | 62.29 | 0.13 | 0.07 | N | South | ID | Waiting for: Lugo-Victorville SPS.
COPMTN_2_CM10 | CAISO System | Copper Mountain 10 | 0.01 | 0.08 | 0.42 | 5.69 | 4.65 | 5.13 | 3.43 | 3.75 | 3.82 | 4.15 | 0.01 | 0 | N | South | PD to 7.25
COPMTN_2_SOLAR1 | CAISO System | Copper Mountain 48 | 0.06 | 0.39 | 2.04 | 16.5 | 16.5 | 16.5 | 16.5 | 16.5 | 16.5 | 16.5 | 0.03 | 0.01 | N | South | PD to 16.5
CORCAN_1_SOLAR1 | Fresno | CID Solar | 0.001 | 0.0068 | 0.0286 | 0.3604 | 0.343 | 0.3562 | 0.3426 | 0.345 | 0.3056 | 0.2454 | 0.0008 | 0.0004 | N | North | ID to 2% | C3&4: Waiting for Borden 230 kV Voltage Support, Gates No. 2 500/230 kV Transformer and possibly other
CORCAN_1_SOLAR2 | Fresno | Corcoran City | 0.0006 | 0.0032 | 0.015 | 0.1756 | 0.1662 | 0.1236 | 0.1918 | 0.193 | 0.1684 | 0.1348 | 0.0006 | 0.0002 | N | North | ID to 2% | C3&4: Waiting for Borden 230 kV Voltage Support, Gates No. 2 500/230 kV Transformer and possibly other
CORONS_2_SOLAR | LA Basin | Master Development Corona | [12 empty] | N | South | EO | bar: JAN to DEC
CORONS_6_CLRWTR | LA Basin | Clearwater Power Plant | 28 | 28 | 28 | 28 | 28 | 28 | 28 | 28 | 28 | 28 | 28 | 28 | Y | South | FC
CORRAL_6_SJOAQN | CAISO System | Ameresco San Joaquin | 3.46 | 3.28 | 3.31 | 3.06 | 3.28 | 3.3 | 3.25 | 3.35 | 3.24 | 3.23 | 3.3 | 3.34 | N | North | ID | 14DGD: 5 switches at Rio Oso (part of Table Mountain-Rio Oso 230 kV Upgrade) or Convert Rio Oso sub to BAAH and possibly other
COTTLE_2_FRNKNH | CAISO System | Frankenheimer Power Plant | 0 | 0 | 1.37 | 2.97 | 2.31 | 2.71 | 2.88 | 2.51 | 1.79 | 0 | 0 | 0 | N | North | FC
COVERD_2_QFUNTS | CAISO System | COVE ROAD HYDRO QF UNITS | 3.77 | 6.31 | 7.45 | 6.18 | 1.05 | 0.17 | 0.02 | 0 | 0 | 0 | 0.23 | 5 | N | North | FC
COWCRK_2_UNIT | CAISO System | Cow Creek Hydro | 0.6 | 0.67 | 0.6 | 0.74 | 0.69 | 0.6 | 0.42 | 0.23 | 0.18 | 0.31 | 0.49 | 0.56 | Y | North | FC
CPSTNO_7_PRMADS | San Diego-IV | PRIMA DESCHECHA (CAPISTRANO) | 5.13 | 4.87 | 3.56 | 4.48 | 4.63 | 4.9 | 3.46 | 5.38 | 5.42 | 5.24 | 5.23 | 5.34 | N | South | FC
CPVERD_2_SOLAR | San Diego-IV | Campo Verde Solar | 0.38 | 2.16 | 8.39 | 111.83 | 106.63 | 98.43 | 93.69 | 102.89 | 91.73 | 77.01 | 0.2 | 0.14 | N | South | FC
CRELMN_6_RAMON1 | San Diego-IV | Ramona 1 | 0 | 0.03 | 0.12 | 1.56 | 1.58 | 1.71 | 1.62 | 1.74 | 1.35 | 0.98 | 0 | 0 | N | South | FC
CRELMN_6_RAMON2 | San Diego-IV | Ramona 2 | 0.01 | 0.07 | 0.3 | 3.93 | 3.81 | 4.08 | 3.98 | 4.33 | 3.37 | 2.49 | 0.01 | 0 | N | South | FC
CRESSY_1_PARKER | Fresno | PARKER POWERHOUSE | 0 | 0 | 0 | 0.05 | 0.27 | 0.77 | 0.9 | 0.67 | 0.38 | 0.15 | 0 | 0 | N | North | FC
CRESTA_7_PL1X2 | Sierra | CRESTA PH UNIT 1 & 2 AGGREGATE | 70 | 70 | 70 | 70 | 70 | 70 | 70 | 70 | 70 | 70 | 70 | 70 | Y | North | FC
CRNEVL_6_CRNVA | Fresno | Crane Valley | 0.65 | 0.65 | 0.69 | 0.75 | 0.83 | 0.84 | 0.78 | 0.71 | 0.7 | 0.69 | 0.65 | 0.62 | Y | North | FC
CRNEVL_6_SJQN 2 | Fresno | SAN JOAQUIN 2 | 3.2 | 3.2 | 3.2 | 3.2 | 3.2 | 3.2 | 3.2 | 3.2 | 3.2 | 3.2 | 3.2 | 3.2 | Y | North | FC
CRNEVL_6_SJQN 3 | Fresno | SAN JOAQUIN 3 | 4.2 | 4.2 | 4.2 | 4.2 | 4.2 | 4.2 | 4.2 | 4.2 | 4.2 | 4.2 | 4.2 | 4.2 | Y | North | FC
CROKET_7_UNIT | Bay Area | CROCKETT COGEN | 203.14 | 210.9 | 172.93 | 151.98 | 208.34 | 227.42 | 232.2 | 232.78 | 179.76 | 185.05 | 223.12 | 185.55 | N | North | FC
CRSTWD_6_KUMYAY | San Diego-IV | Kumeyaay Wind Farm | 7.06 | 8.03 | 12.19 | 11.8 | 17.82 | 15.91 | 8.6 | 7.63 | 6.81 | 9.71 | 13.18 | 6.11 | N | South | FC
CRWCKS_1_SOLAR1 | Stockton | Crow Creek Solar 1 | [12 empty] | N | North | EO | bar: JAN to DEC
CSCCOG_1_UNIT 1 | Bay Area | SANTA CLARA CO-GEN | 6 | 6 | 6 | 6 | 6 | 6 | 6 | 6 | 6 | 6 | 6 | 6 | Y | North | FC
CSCGNR_1_UNIT 1 | Bay Area | GIANERA PEAKER UNIT 1 | 24 | 24 | 24 | 24 | 24 | 24 | 24 | 24 | 24 | 24 | 24 | 24 | Y | North | FC
CSCGNR_1_UNIT 2 | Bay Area | GIANERA PEAKER UNIT 2 | 24 | 24 | 24 | 24 | 24 | 24 | 24 | 24 | 24 | 24 | 24 | 24 | Y | North | FC
CSLR4S_2_SOLAR | San Diego-IV | Csolar IV South | 0.31 | 1.84 | 7.31 | 96.92 | 93.11 | 85.04 | 79.96 | 87.4 | 77.82 | 56.62 | 0.14 | 0.07 | N | South | FC
CSTOGA_6_LNDFIL | NCNB | Clover Flat Land Fill Gas | [12 empty] | N | North | EO | bar: JAN to DEC
CSTRVL_7_PL1X2 | CAISO System | Marina Land Fill Gas | 4.13 | 3.51 | 3.69 | 4.01 | 3.63 | 3.95 | 4.16 | 4.14 | 4.17 | 3.86 | 3.98 | 3.73 | Y | North | FC
CSTRVL_7_QFUNTS | CAISO System | Castroville QF Aggregate | 0.45 | 0.43 | 0.61 | 0.58 | 0.61 | 0.25 | 0.47 | 0.53 | 0.2 | 0.12 | 0.11 | 0.12 | N | North | FC
CTNWDP_1_QF | CAISO System | SMALL QF AGGREGATION - BURNEY | 0.02 | 0.02 | 0.03 | 0.02 | 0.01 | 0.03 | 0.04 | 0.02 | 0.01 | 0 | 0.01 | 0.01 | N | North | FC
CUMBIA_1_SOLAR | Bay Area | Columbia Solar Energy | 0.05 | 0.28 | 1.3 | 15.17 | 14.36 | 15.08 | 14.32 | 15.27 | 14.25 | 10.93 | 0.03 | 0.02 | N | North | ID | C3&4: Waiting for East Shore-Oakland J 115 kV Reconductoring and possibly other
DAVIS_1_SOLAR1 | Sierra | Grasslands 3 | 0 | 0.01 | 0.05 | 0.81 | 0.86 | 0.82 | 0.81 | 0.9 | 0.4 | 0.48 | 0 | 0 | N | North | ID | 15DGD: Lodi-Eight Mile 230 kV Line Reconductoring, Contra Costa Sub 230 kV Switch Replacement, Q258 SPS and possibly other
DAVIS_1_SOLAR2 | Sierra | Grasslands 4 | 0 | 0.02 | 0.06 | 0.86 | 0.95 | 0.93 | 0.94 | 0.95 | 0.57 | 0.45 | 0 | 0 | N | North | ID | 15DGD: Lodi-Eight Mile 230 kV Line Reconductoring, Contra Costa Sub 230 kV Switch Replacement, Q258 SPS and possibly other
DAVIS_7_MNMETH | Sierra | MM Yolo Power LLC | 1.56 | 1.4 | 2.02 | 2.26 | 2.13 | 1.95 | 1.83 | 1.96 | 1.88 | 1.93 | 1.86 | 2.01 | N | North | FC
DEADCK_1_UNIT | Sierra | DEADCK_1_UNIT | 0.23 | 0.35 | 0.29 | 0.15 | 0.03 | 0 | 0 | 0 | 0 | 0 | 0 | 0.23 | N | North | FC
DEERCR_6_UNIT 1 | Sierra | DEER CREEK | 1.6 | 1.99 | 1.61 | 2.26 | 2.69 | 3.24 | 3.51 | 3.74 | 3.68 | 2.78 | 1.55 | 0.64 | Y | North | FC
DELAMO_2_SOLAR1 | LA Basin | Golden Springs Building H | 0.35 | 0.33 | 0.41 | 1.15 | 1.05 | 1.01 | 0.95 | 0.75 | 0.64 | 0.48 | 0 | 0.02 | N | South | FC
DELAMO_2_SOLAR2 | LA Basin | Golden Springs Building M | 0 | 0.02 | 0.1 | 1.03 | 1.01 | 1.05 | 0.96 | 1.11 | 0.93 | 0.69 | 0 | 0 | N | South | FC
DELAMO_2_SOLRC1 | LA Basin | Golden Springs Building C1 | [12 empty] | N | South | EO | bar: JAN to DEC
DELAMO_2_SOLRD | LA Basin | Golden Solar Building D | [12 empty] | N | South | EO | bar: JAN to DEC
DELSUR_6_CREST | Big Creek-Ventura | [13 empty] | N | South | EO | bar: JAN to DEC
DELSUR_6_DRYFRB | Big Creek-Ventura | Dry Farm Ranch B | 0.01 | 0.09 | 0.34 | 4.24 | 4.25 | 4.32 | 3.98 | 4.37 | 3.83 | 2.75 | 0.01 | 0.01 | N | South | FC
DELSUR_6_SOLAR1 | Big Creek-Ventura | Summer Solar North | 0.02 | 0.1 | 0.44 | 5.19 | 4.91 | 4.9 | 4.82 | 5.39 | 4.99 | 3.77 | 0.02 | 0.01 | N | South | FC
DELTA_2_PL1X4 | Bay Area | DELTA ENERGY CENTER AGGREGATE | 861.29 | 861.29 | 855 | 845 | 835 | 820 | 813 | 813 | 813 | 835 | 850 | 861.29 | Y | North | FC
DEVERS_1_QF | LA Basin | DEVERS QFS | 2.86 | 15.88 | 30.9 | 23.13 | 51.55 | 83.48 | 24.67 | 18.67 | 13.87 | 10.24 | 5.54 | 3.24 | N | South | FC
DEVERS_1_SEPV05 | LA Basin | SEPV 5 | [12 empty] | N | South | EO | bar: JAN to DEC
DEVERS_1_SOLAR | LA Basin | Cascade Solar | [12 empty] | N | South | EO | bar: JAN to DEC
DEVERS_1_SOLAR1 | LA Basin | SEPV8 | [12 empty] | N | South | EO | bar: JAN to DEC
DEVERS_1_SOLAR2 | LA Basin | SEPV9 | [12 empty] | N | South | EO | bar: JAN to DEC
DEXZEL_1_UNIT | Kern | Western Power and Steam Cogeneration | 14.89 | 14.84 | 13.14 | 14.25 | 14.53 | 15.6 | 8.07 | 13.52 | 13.51 | 17.62 | 11.58 | 13.4 | N | North | FC
DIABLO_7_UNIT 1 | CAISO System | Diablo Canyon Unit 1 | 1130 | 1130 | 1130 | 1130 | 1130 | 1130 | 1130 | 1130 | 1130 | 1130 | 1130 | 1130 | N | North | FC
DIABLO_7_UNIT 2 | CAISO System | Diablo Canyon Unit 2 | 1130 | 1130 | 1130 | 1130 | 1130 | 1130 | 1130 | 1130 | 1130 | 1130 | 1130 | 1130 | N | North | FC
DINUBA_6_UNIT | Fresno | DINUBA GENERATION PROJECT | 8.17 | 7.8 | 4.47 | 8.24 | 8.24 | 6.14 | 5.77 | 7.59 | 7.39 | 4.14 | 4.58 | 4.94 | N | North | FC
DISCOV_1_CHEVRN | Kern | CHEVRON USA (EASTRIDGE) | 3.63 | 5.12 | 1.91 | 4.31 | 3.63 | 2.41 | 4.13 | 2.05 | 3.3 | 2.84 | 4.77 | 7.05 | N | North | FC
DIVSON_6_NSQF | San Diego-IV | DIVISION NAVAL STATION COGEN | 40.1 | 41.24 | 42.44 | 24.14 | 44.84 | 44.52 | 44.72 | 43.07 | 43.87 | 21.16 | 36.61 | 41.95 | N | South | FC
DIXNLD_1_LNDFL | Bay Area | Zero Waste Energy Anaerobic Digestion & Compost Facility | 1.26 | 1.16 | 1.22 | 1.08 | 1.12 | 1.28 | 1.3 | 1.3 | 1.28 | 1.18 | 1.18 | 1.22 | N | North | FC
DMDVLY_1_UNITS | LA Basin | DIAMOND VALLEY LAKE PUMP-GEN PLANT | 1.41 | 2.33 | 1.55 | 1.53 | 2.05 | 6.13 | 4.91 | 2.44 | 2.5 | 0.99 | 0.38 | 0.11 | N | South | FC
DONNLS_7_UNIT | Stockton | Donnells Hydro | 65.95 | 66.32 | 67.86 | 65.21 | 70.1 | 72 | 72 | 72 | 72 | 70.02 | 67.92 | 66.81 | Y | North | FC
DOSMGO_2_NSPIN | CAISO System | DOSMGO_2_NSPIN | 16.26 | 16.26 | 16.26 | 16.26 | 32 | 47.43 | 58 | 47.46 | 47.43 | 42.01 | 31.98 | 32 | N | South | FC
DOUBLC_1_UNITS | Kern | DOUBLE "C" LIMITED | 52.23 | 52.23 | 52.23 | 52.23 | 52.23 | 52.23 | 52.23 | 52.23 | 52.23 | 52.23 | 52.23 | 52.23 | Y | North | FC
DRACKR_2_SOLAR1 | CAISO System | Dracker Solar Unit 1 | 0.29 | 1.62 | 7.51 | 87.8 | 83.12 | 87.28 | 82.88 | 88.38 | 82.51 | 63.26 | 0.18 | 0.12 | N | South | FC
DRACKR_2_SOLAR2 | CAISO System | Dracker Solar Unit 2 | 0.33 | 1.84 | 8.53 | 99.77 | 94.45 | 99.18 | 94.18 | 100.43 | 93.77 | 71.89 | 0.2 | 0.14 | N | South | FC |  | check COD
DREWS_6_PL1X4 | LA Basin | DREWS UNIT AGGREGATE | 36 | 36 | 36 | 36 | 36 | 36 | 36 | 36 | 36 | 36 | 36 | 36 | Y | South | FC
DRUM_7_PL1X2 | Sierra | Drum PH 1 Units 1 & 2 Aggregate | 26 | 26 | 26 | 26 | 26 | 26 | 26 | 26 | 26 | 26 | 26 | 26 | Y | North | FC
DRUM_7_PL3X4 | Sierra | Drum PH 1 Units 3 & 4 Aggregate | 27.4 | 27.4 | 27.4 | 27.4 | 27.4 | 27.4 | 27.4 | 27.4 | 27.4 | 27.4 | 27.4 | 27.4 | Y | North | FC
DRUM_7_UNIT 5 | Sierra | DRUM PH 2 UNIT 5 | 49.5 | 49.5 | 49.5 | 49.5 | 49.5 | 49.5 | 49.5 | 49.5 | 49.5 | 49.5 | 49.5 | 49.5 | Y | North | FC
DSABLA_7_UNIT | CAISO System | De Sabla Hydro | 10.61 | 10.43 | 10.28 | 10.05 | 9.71 | 15.46 | 14.36 | 11.67 | 8.48 | 6.55 | 8.15 | 8.14 | Y | North | FC
DSRTSL_2_SOLAR1 | CAISO System | Desert Stateline | 0.78 | 4.42 | 20.47 | 239.45 | 226.67 | 238.04 | 226.03 | 241.03 | 225.03 | 172.52 | 0.48 | 0.33 | N | South | ID | Waiting for: Lugo-Victorville SPS.
DSRTSN_2_SOLAR1 | CAISO System | Desert Sunlight 300 | 0.62 | 3.84 | 15.96 | 191.91 | 167.91 | 201.69 | 194.62 | 200.28 | 201.85 | 120.78 | 0.3 | 0.17 | N | South | FC
DSRTSN_2_SOLAR2 | CAISO System | Desert Sunlight 250 | 0.57 | 3.41 | 14.1 | 190.27 | 172.89 | 183.64 | 183.86 | 164 | 166.03 | 131.58 | 0.33 | 0.2 | N | South | FC
DTCHWD_2_BT3WND | CAISO System | Brookfield Tehachapi 3 | 0.11 | 0.49 | 0.74 | 0.89 | 1.48 | 1.2 | 0.85 | 0.79 | 0.51 | 0.29 | 0.18 | 0.21 | N | South | FC
DTCHWD_2_BT4WND | CAISO System | Brookfield Tehachapi 4 | 0.16 | 0.71 | 1.07 | 1.3 | 2.14 | 1.73 | 1.23 | 1.15 | 0.74 | 0.43 | 0.26 | 0.3 | N | South | FC
DUANE_1_PL1X3 | Bay Area | DONALD VON RAESFELD POWER PROJECT | 147.8 | 147.8 | 147.8 | 147.8 | 147.8 | 147.8 | 147.8 | 147.8 | 147.8 | 147.8 | 147.8 | 147.8 | Y | North | FC
DUTCH1_7_UNIT 1 | Sierra | DUTCH FLAT 1 PH | 22 | 22 | 22 | 22 | 22 | 22 | 22 | 22 | 22 | 22 | 22 | 22 | Y | North | FC
DUTCH2_7_UNIT 1 | Sierra | DUTCH FLAT 2 PH | 26 | 26 | 26 | 26 | 26 | 26 | 26 | 26 | 26 | 26 | 26 | 26 | Y | North | FC
DVLCYN_1_UNITS | LA Basin | DEVIL CANYON HYDRO UNITS 1-4 AGGREGATE | 189.19 | 127.18 | 234.97 | 234.97 | 234.97 | 234.97 | 234.97 | 234.97 | 234.97 | 234.97 | 234.97 | 234.97 | Y | South | FC
EASTWD_7_UNIT | Big Creek-Ventura | EASTWOOD PUMP-GEN | 199 | 199 | 199 | 199 | 199 | 199 | 199 | 199 | 199 | 199 | 199 | 199 | Y | South | FC
EDMONS_2_NSPIN | Big Creek-Ventura | EDMONS_2_NSPIN | 236 | 236 | 236 | 236 | 236 | 236 | 236 | 236 | 236 | 236 | 236 | 236 | N | South | FC
EEKTMN_6_SOLAR1 | Fresno | EE Kettleman Land | [12 empty] | N | North | EO | bar: JAN to DEC
ELCAJN_6_LM6K | San Diego-IV | El Cajon Energy Center | 48.1 | 48.1 | 48.1 | 48.1 | 48.1 | 48.1 | 48.1 | 48.1 | 48.1 | 48.1 | 48.1 | 48.1 | Y | South | FC
ELCAJN_6_UNITA1 | San Diego-IV | Cuyamaca Peak Energy Plant | 45.42 | 45.42 | 45.42 | 45.42 | 45.42 | 45.42 | 45.42 | 45.42 | 45.42 | 45.42 | 45.42 | 45.42 | Y | South | FC
ELCAJN_7_GT1 | San Diego-IV | EL CAJON | 16 | 16 | 16 | 16 | 16 | 16 | 16 | 16 | 16 | 16 | 16 | 16 | Y | South | FC
ELCAP_1_SOLAR | Fresno | 2097 Helton | 0 | 0.02 | 0.1 | 1.2 | 1.28 | 1.31 | 1.28 | 1.27 | 0.77 | 0.57 | 0 | 0 | N | North | ID | 15DGD: Gates No.2 500/230 kV Transformer, Ashlan-Gregg and Ashlan-Herndon 230 kV Line Reconductor, CCSF approved projects (C1&2), Participation in SPS for Panoche-Dos Amigos Overload (C7) and possibly other
ELDORO_7_UNIT 1 | Sierra | El Dorado Unit 1 | 11 | 11 | 11 | 11 | 11 | 11 | 11 | 11 | 11 | 11 | 11 | 11 | Y | North | FC
ELDORO_7_UNIT 2 | Sierra | El Dorado Unit 2 | 11 | 11 | 11 | 11 | 11 | 11 | 11 | 11 | 11 | 11 | 11 | 11 | Y | North | FC
ELECTR_7_PL1X3 | CAISO System | ELECTRA PH UNIT 1 & 2 AGGREGATE | 98 | 98 | 98 | 98 | 98 | 98 | 98 | 98 | 98 | 98 | 98 | 98 | Y | North | FC
ELKCRK_6_STONYG | CAISO System | STONEY GORGE HYDRO AGGREGATE | 1.8 | 2.4 | 2.7 | 2.2 | 1.6 | 1.7 | 2.2 | 2 | 1.4 | 0.4 | 0.1 | 0.9 | Y | North | FC
ELKHIL_2_PL1X3 | CAISO System | ELK HILLS COMBINED CYCLE (AGGREGATE) | 435 | 435 | 435 | 435 | 435 | 435 | 435 | 435 | 435 | 435 | 435 | 435 | Y | North | FC
ELLIS_2_QF | LA Basin | ELLIS QFS | 0 | 0 | 0 | 0 | 0.03 | 0 | 0 | 0.01 | 0 | 0 | 0 | 0 | N | South | FC
ELNIDP_6_BIOMAS | Fresno | El Nido Biomass to Energy | 8.1 | 7.73 | 7.56 | 6.94 | 3.97 | 7.46 | 7.22 | 7.22 | 6.88 | 6.39 | 5.48 | 6.23 | N | North | FC
ELSEGN_2_UN1011 | LA Basin | El Segundo Energy Center 5/6 | 263 | 263 | 263 | 263 | 263 | 263 | 263 | 263 | 263 | 263 | 263 | 263 | Y | South | FC
ELSEGN_2_UN2021 | LA Basin | El Segundo Energy Center 7/8 | 263.68 | 263.68 | 263.68 | 263.68 | 263.68 | 263.68 | 263.68 | 263.68 | 263.68 | 263.68 | 263.68 | 263.68 | Y | South | FC
ENCINA_7_EA1 | San Diego-IV | ENCINA UNIT 1 | 106 | 106 | 106 | 106 | 106 | 106 | 106 | 106 | 106 | 106 | 106 | 106 | Y | South | FC
ENCINA_7_EA2 | San Diego-IV | ENCINA UNIT 2 | 104 | 104 | 104 | 104 | 104 | 104 | 104 | 104 | 104 | 104 | 104 | 104 | Y | South | FC
ENCINA_7_EA3 | San Diego-IV | ENCINA UNIT 3 | 110 | 110 | 110 | 110 | 110 | 110 | 110 | 110 | 110 | 110 | 110 | 110 | Y | South | FC
ENCINA_7_EA4 | San Diego-IV | ENCINA UNIT 4 | 300 | 300 | 300 | 300 | 300 | 300 | 300 | 300 | 300 | 300 | 300 | 300 | Y | South | FC
ENCINA_7_EA5 | San Diego-IV | ENCINA UNIT 5 | 330 | 330 | 330 | 330 | 330 | 330 | 330 | 330 | 330 | 330 | 330 | 330 | Y | South | FC
ENCINA_7_GT1 | San Diego-IV | ENCINA GAS TURBINE UNIT 1 | 14.5 | 14.5 | 14.5 | 14.5 | 14.5 | 14.5 | 14.5 | 14.5 | 14.5 | 14.5 | 14.5 | 14.5 | Y | South | FC
ENERSJ_2_WIND | San Diego-IV | ESJ Wind Energy | 3.76 | 16.91 | 25.47 | 30.84 | 41.52 | 33.64 | 26.95 | 23.33 | 16.48 | 10.66 | 13.76 | 11.42 | N | South | FC
ENWIND_2_WIND1 | CAISO System | Cameron Ridge | 1.14 | 5.54 | 6.99 | 7.62 | 12.85 | 11.28 | 7.53 | 7.72 | 5.05 | 3.17 | 2.44 | 3.49 | N | South | FC
ENWIND_2_WIND2 | CAISO System | Ridgetop I | 1.57 | 7.09 | 10.67 | 9.74 | 17.63 | 14.22 | 9.52 | 9.93 | 6.12 | 3.62 | 2.52 | 4.42 | N | South | FC
ESCNDO_6_PL1X2 | San Diego-IV | MMC Escondido Aggregate | 48.71 | 48.71 | 48.71 | 48.71 | 48.71 | 48.71 | 48.71 | 48.71 | 48.71 | 48.71 | 48.71 | 48.71 | Y | South | FC
ESCNDO_6_UNITB1 | San Diego-IV | CalPeak Power Enterprise Unit 1 | 48 | 48 | 48 | 48 | 48 | 48 | 48 | 48 | 48 | 48 | 48 | 48 | Y | South | FC
ESCO_6_GLMQF | San Diego-IV | Goal Line Cogen | 36.58 | 29.85 | 29.08 | 29.88 | 34.71 | 35.48 | 33.33 | 36.41 | 34.79 | 20.35 | 13.58 | 27.91 | Y | South | FC
ESQUON_6_LNDFIL | CAISO System | Neal Road Landfill Generating Facility | [12 empty] | N | North | EO | bar: JAN to DEC
ETIWND_2_CHMPNE | LA Basin | Champagne | [12 empty] | N | South | EO | bar: JAN to DEC
ETIWND_2_FONTNA | LA Basin | FONTANALYTLE CREEK POWERHOUSE P | 0.52 | 0.58 | 0.54 | 0.5 | 0.38 | 0.21 | 0.16 | 0.21 | 0.2 | 0.17 | 0.29 | 0.33 | N | South | FC
ETIWND_2_RTS010 | LA Basin | SPVP010 Fontana RT Solar | 0 | 0.01 | 0.07 | 0.78 | 0.82 | 1.04 | 0.88 | 0.86 | 0.45 | 0.57 | 0 | 0 | N | South | FC
ETIWND_2_RTS015 | LA Basin | SPVP015 | 0 | 0.03 | 0.13 | 2.03 | 1.98 | 1.95 | 1.61 | 1.03 | 0.92 | 0.37 | 0 | 0 | N | South | FC
ETIWND_2_RTS017 | LA Basin | SPVP017 | 0.04 | 0.02 | 0.09 | 1 | 1.77 | 1.45 | 1.41 | 1.41 | 0.62 | 0.7 | 0.55 | 0 | N | South | FC
ETIWND_2_RTS018 | LA Basin | SPVP018 Fontana RT Solar | 0 | 0.01 | 0.06 | 0.82 | 0.81 | 0.81 | 0.7 | 0.58 | 0.44 | 0.5 | 0 | 0 | N | South | FC
ETIWND_2_RTS023 | LA Basin | SPVP023 Fontana RT Solar | 0 | 0 | 0.02 | 0.13 | 1.61 | 1.66 | 1.81 | 1.43 | 1.03 | 0.92 | 1 | 0 | N | South | FC
ETIWND_2_RTS026 | LA Basin | SPVP026 | 0.02 | 0.09 | 0.41 | 4.79 | 4.53 | 4.76 | 4.52 | 4.82 | 4.5 | 3.45 | 0.01 | 0.01 | N | South | FC
ETIWND_2_RTS027 | LA Basin | SPVP027 | 0.03 | 0.12 | 0.26 | 1.39 | 1.35 | 1.97 | 1.09 | 1.57 | 2 | 1.23 | 0.52 | 0.15 | N | South | FC
ETIWND_2_SOLAR1 | LA Basin | Dedeaux Ontario | [12 empty] | N | South | EO | bar: JAN to DEC
ETIWND_2_UNIT1 | LA Basin | New-Indy Ontario, LLC | 18.19 | 18.2 | 16.29 | 16.58 | 16.85 | 19.66 | 20.33 | 19.71 | 18.83 | 16.65 | 17.07 | 17.81 | N | South | FC
ETIWND_6_GRPLND | LA Basin | Grapeland Peaker | 46 | 46 | 46 | 46 | 46 | 46 | 46 | 46 | 46 | 46 | 46 | 46 | Y | South | FC
ETIWND_6_MWDETI | LA Basin | ETIWANDA RECOVERY HYDRO | 1.37 | 1.17 | 1.98 | 4.6 | 1.79 | 0.9 | 1.06 | 0.89 | 0.91 | 0.28 | 0 | 0 | N | South | FC
ETIWND_7_MIDVLY | LA Basin | MN Mid Valley Genco LLC | 1.64 | 1.6 | 1.68 | 1.69 | 1.92 | 1.85 | 1.68 | 1.67 | 1.66 | 1.53 | 1.51 | 1.63 | Y | South | FC
ETIWND_7_UNIT 3 | LA Basin | ETIWANDA GEN STA. UNIT 3 | 320 | 320 | 320 | 320 | 320 | 320 | 320 | 320 | 320 | 320 | 320 | 320 | Y | South | FC
ETIWND_7_UNIT 4 | LA Basin | ETIWANDA GEN STA. UNIT 4 | 320 | 320 | 320 | 320 | 320 | 320 | 320 | 320 | 320 | 320 | 320 | 320 | Y | South | FC
EXCHEC_7_UNIT 1 | Fresno | EXCHEQUER HYDRO | 94.2 | 94.2 | 94.2 | 94.2 | 94.2 | 94.2 | 94.2 | 94.2 | 94.2 | 94.2 | 94.2 | 94.2 | Y | North | FC
FAIRHV_6_UNIT | Humboldt | FAIRHAVEN POWER CO. | 15.49 | 11.1 | 14.22 | 14.85 | 11.74 | 14.78 | 13.99 | 13.58 | 14.61 | 15.12 | 14.57 | 14.32 | N | North | FC
FELLOW_7_QFUNTS | CAISO System | Fellow QF Aggregate | 0.84 | 1.47 | 1.14 | 0.95 | 0.8 | 0.6 | 0.69 | 0.99 | 1.16 | 1.28 | 1.29 | 1.25 | N | North | FC
FLOWD_2_WIND1 | CAISO System | Cameron Ridge 2 | 0.29 | 1.3 | 1.95 | 2.37 | 3.91 | 3.16 | 2.25 | 2.1 | 1.35 | 0.78 | 0.48 | 0.55 | N | South | FC
FLOWD2_2_FPLWND | CAISO System | DIABLO WINDS | 0.3 | 1.09 | 1.74 | 1.56 | 7.2 | 3.01 | 4.18 | 3.95 | 1.47 | 0.67 | 0.36 | 0.49 | N | North | FC
FLOWD2_2_UNIT 1 | CAISO System | SMALL QF AGGREGATION - LIVERMORE | 0 | 0.3 | 1.2 | 1.09 | 4.78 | 2.24 | 3.22 | 3.18 | 1.28 | 0.45 | 0 | 0 | N | North | FC
FMEADO_6_HELLHL | Sierra | FMEADO_6_HELLHL | 0.16 | 0.15 | 0.17 | 0.15 | 0.33 | 0.3 | 0.34 | 0.3 | 0.22 | 0.31 | 0.23 | 0.17 | N | North | FC
FMEADO_7_UNIT | Sierra | FRENCH MEADOWS HYDRO | 14.44 | 14.45 | 14.88 | 15.41 | 16.35 | 17.16 | 16.83 | 16.01 | 14.99 | 14.24 | 14.2 | 14.24 | Y | North | FC
FORBST_7_UNIT 1 | Sierra | FORBESTOWN HYDRO | 37.5 | 37.5 | 37.5 | 37.5 | 37.5 | 37.5 | 37.5 | 37.5 | 37.5 | 37.5 | 37.5 | 37.5 | Y | North | FC
FORKBU_6_UNIT | CAISO System | HYPOWER, INC. (FORKS OF BUTTE) | 2.87 | 5.16 | 5.91 | 5.55 | 1.54 | 0.05 | 0 | 0 | 0 | 0.03 | 0.2 | 4.43 | N | North | FC
FRESHW_1_SOLAR1 | Fresno | Corcoran 3 | [12 empty] | N | North | EO | bar: JAN to DEC
FRIANT_6_UNITS | Fresno | FRIANT DAM | 7.62 | 7.57 | 7.47 | 6.08 | 8.44 | 10.73 | 12.11 | 11.29 | 9.03 | 5.77 | 5.97 | 6.81 | N | North | FC
FRITO_1_LAY | CAISO System | FRITO-LAY | 3.25 | 3.25 | 2.91 | 2.96 | 3.01 | 3.51 | 3.63 | 3.52 | 3.36 | 2.97 | 3.05 | 3.18 | N | North | FC
FROGTN_7_UTICA | Stockton | FROGTN_7_UTICA | [12 empty] | Y | North | EO | bar: JAN to DEC
FTSWRD_6_TRFORK | Humboldt | Three Forks Water Power Project | 0.76 | 0.976 | 0.936 | 0.96 | 0.68 | 0.48 | 0.28 | 0.104 | 0.128 | 0.216 | 0.232 | 0.8 | N | North | PD to 80%
FTSWRD_7_QFUNTS | Humboldt | FTSWRD_7_QFUNTS | 0.01 | 0.01 | 0.01 | 0.01 | 0 | 0 | 0 | 0 | 0 | 0 | 0 | 0 | N | North | FC
FULTON_1_QF | NCNB | SMALL QF AGGREGATION - ZENIA | 0.15 | 0.13 | 0.11 | 0.09 | 0.05 | 0.03 | 0.02 | 0.01 | 0.02 | 0.02 | 0.03 | 0.08 | N | North | FC
GARLND_2_GASLR | CAISO System | Garland B | 0.47 | 2.65 | 12.28 | 143.67 | 136.01 | 142.83 | 135.62 | 144.62 | 135.02 | 103.52 | 0.29 | 0.2 | N | South | ID | Waiting for: Whirlwind 500/230kV transformer
GARLND_2_GASLRA | CAISO System | Garland A | 0.05 | 0.29 | 1.36 | 15.96 | 15.11 | 15.87 | 15.07 | 16.07 | 15 | 11.5 | 0.03 | 0.02 | N | South | ID | Waiting for: Whirlwind 500/230kV transformer
GARNET_1_SOLAR | LA Basin | North Palm Springs 4A | [12 empty] | N | South | EO | bar: JAN to DEC
GARNET_1_SOLAR2 | LA Basin | Garnet Solar Power Generation Station 1 | 0.01 | 0.05 | 0.24 | 3.27 | 3.2 | 3.12 | 2.95 | 3.2 | 2.81 | 2.05 | 0.01 | 0 | N | South | ID | Waiting for: West of Devers (WOD) upgrades
GARNET_1_UNITS | LA Basin | GARNET GREEN POWER PROJECT AGGREGATE | 0.19 | 1.16 | 2.11 | 1.23 | 2.1 | 2.92 | 1.88 | 1.68 | 1.05 | 0.95 | 0.35 | 0.28 | N | South | FC
GARNET_1_WIND | LA Basin | GARNET WIND ENERGY CENTER | 0.06 | 0.52 | 0.94 | 0.52 | 1.93 | 3.04 | 0.43 | 0.4 | 0.32 | 0.27 | 0.2 | 0.12 | N | South | FC
GARNET_1_WINDS | LA Basin | Garnet Winds Aggregation | 0.43 | 2.66 | 5.34 | 4.14 | 10.77 | 13.15 | 4.25 | 3.48 | 2.41 | 2.06 | 1.01 | 0.75 | N | South | FC
GARNET_1_WT3WND | LA Basin | Wagner Wind | [12 empty] | N | South | EO | bar: JAN to DEC
GARNET_2_HYDRO | LA Basin | Whitewater Hydro | 0.3 | 0.3 | 0.3 | 0.24 | 0.34 | 0.43 | 0.48 | 0.45 | 0.36 | 0.23 | 0.24 | 0.27 | N | South | FC
GARNET_2_WIND1 | LA Basin | Phoenix | 0.27 | 1.12 | 1.5 | 1.92 | 4.37 | 2.68 | 1.91 | 1.83 | 1.11 | 0.68 | 0.39 | 0.35 | N | South | FC
GARNET_2_WIND2 | LA Basin | Karen Avenue Wind Farm | 0.28 | 1.28 | 1.92 | 2.33 | 3.85 | 3.11 | 2.21 | 1.76 | 1.07 | 0.72 | 0.47 | 0.49 | N | South | FC
GARNET_2_WIND3 | LA Basin | San Gorgonio East | 0.31 | 1.37 | 2.07 | 2.51 | 4.14 | 3.35 | 2.38 | 2.22 | 1.43 | 0.82 | 0.51 | 0.58 | N | South | FC
GARNET_2_WIND4 | LA Basin | Windustries | 0.24 | 1.07 | 1.61 | 1.95 | 3.22 | 2.6 | 1.85 | 1.73 | 1.11 | 0.64 | 0.39 | 0.45 | N | South | FC
GARNET_2_WIND5 | LA Basin | Eastwind | 0.07 | 0.33 | 0.49 | 0.6 | 0.99 | 0.8 | 0.57 | 0.53 | 0.34 | 0.2 | 0.12 | 0.14 | N | South | FC
GATES_2_SOLAR | CAISO System | Gates Solar Station | 0.05 | 0.34 | 1.19 | 13.69 | 12.53 | 14.74 | 14.73 | 15.09 | 13.93 | 11.61 | 0.03 | 0.03 | N | North | ID | C3&4: Waiting for Gates No. 2 500/230 kV Transformer and possibly other
GATES_2_WSOLAR | CAISO System | West Gates Solar Station | 0.03 | 0.17 | 0.61 | 7.03 | 6.48 | 7.48 | 7.13 | 7.46 | 5.84 | 5.68 | 0.01 | 0.01 | N | North | ID | 15DGD: Waiting for Gates No. 2 500/230 kV Transformer and possibly other
GATWAY_2_PL1X3 | Bay Area | GATEWAY GENERATING STATION | 562.5 | 562.5 | 562.5 | 562.5 | 562.5 | 562.5 | 562.5 | 562.5 | 562.5 | 562.5 | 562.5 | 562.5 | Y | North | FC
GENESI_2_STG | CAISO System | Genesis Station | 1.13 | 6.97 | 24.59 | 250 | 234.59 | 250 | 242.14 | 250 | 222.82 | 130.18 | 2.08 | 1.05 | N | South | FC
GEYS11_7_UNIT11 | NCNB | GEYSERS UNIT 11 (HEALDSBURG) | 68 | 68 | 68 | 68 | 68 | 68 | 68 | 68 | 68 | 68 | 68 | 68 | Y | North | FC
GEYS12_7_UNIT12 | NCNB | GEYSERS UNIT 12 (HEALDSBURG) | 50 | 50 | 50 | 50 | 50 | 50 | 50 | 50 | 50 | 50 | 50 | 50 | Y | North | FC
GEYS13_7_UNIT13 | NCNB | GEYSERS UNIT 13 (HEALDSBURG) | 56 | 56 | 56 | 56 | 56 | 56 | 56 | 56 | 56 | 56 | 56 | 56 | Y | North | FC
GEYS14_7_UNIT14 | NCNB | GEYSERS UNIT 14 (HEALDSBURG) | 50 | 50 | 50 | 50 | 50 | 50 | 50 | 50 | 50 | 50 | 50 | 50 | Y | North | FC
GEYS16_7_UNIT16 | NCNB | GEYSERS UNIT 16 (HEALDSBURG) | 49 | 49 | 49 | 49 | 49 | 49 | 49 | 49 | 49 | 49 | 49 | 49 | Y | North | FC
GEYS17_2_BOTRCK | NCNB | Bottle Rock Geothermal | 14.7 | 14.7 | 14.7 | 14.7 | 14.7 | 14.7 | 14.7 | 14.7 | 14.7 | 14.7 | 14.7 | 14.7 | N | North | FC
GEYS17_7_UNIT17 | NCNB | GEYSERS UNIT 17 (HEALDSBURG) | 56 | 56 | 56 | 56 | 56 | 56 | 56 | 56 | 56 | 56 | 56 | 56 | Y | North | FC
GEYS18_7_UNIT18 | NCNB | GEYSERS UNIT 18 (HEALDSBURG) | 45 | 45 | 45 | 45 | 45 | 45 | 45 | 45 | 45 | 45 | 45 | 45 | Y | North | FC
GEYS20_7_UNIT20 | NCNB | GEYSERS UNIT 20 (HEALDSBURG) | 40 | 40 | 40 | 40 | 40 | 40 | 40 | 40 | 40 | 40 | 40 | 40 | Y | North | FC
GIFFEN_6_SOLAR | CAISO System | Giffen Solar Station | 0.0117 | 0.0585 | 0.2457 | 2.925 | 2.7027 | 2.8197 | 2.6013 | 2.535 | 2.5077 | 2.0943 | 0.0078 | 0.0039 | N | North | ID to 39% | C3&4: Waiting for Borden 230 kV Voltage Support, Gates No. 2 500/230 kV Transformer and possibly other
GILROY_1_UNIT | Bay Area | GILROY COGEN AGGREGATE | 120 | 120 | 120 | 120 | 115 | 110 | 105 | 105 | 110 | 120 | 120 | 120 | Y | North | FC
GILRPP_1_PL1X2 | Bay Area | GILROY ENERGY CENTER UNITS 1&2 AGGREGATE | 94.5 | 94.5 | 94.5 | 93 | 92 | 91 | 91 | 91 | 92 | 93 | 94.5 | 94.5 | Y | North | FC
GILRPP_1_PL3X4 | Bay Area | GILROY ENERGY CENTER, UNIT #3 | 46.2 | 46.2 | 46.2 | 46.2 | 46.2 | 46 | 46 | 46 | 46 | 46.2 | 46.2 | 46.2 | Y | North | FC
GLDTWN_6_COLUM3 | CAISO System | Columbia 3 | 0.03 | 0.22 | 0.78 | 9.07 | 9.28 | 8.72 | 8.74 | 9.09 | 8.35 | 6.07 | 0.02 | 0.01 | N | South | FC
GLDTWN_6_SOLAR | CAISO System | Rio Grande | 0.01 | 0.1 | 0.35 | 4.2 | 4.24 | 3.97 | 3.95 | 4.12 | 3.77 | 2.77 | 0.01 | 0 | N | South | FC
GLNARM_7_UNIT 1 | LA Basin | GLEN ARM UNIT 1 | 22.07 | 22.07 | 22.07 | 22.07 | 22.07 | 22.07 | 22.07 | 22.07 | 22.07 | 22.07 | 22.07 | 22.07 | Y | South | FC
GLNARM_7_UNIT 2 | LA Basin | GLEN ARM UNIT 2 | 22.3 | 22.3 | 22.3 | 22.3 | 22.3 | 22.3 | 22.3 | 22.3 | 22.3 | 22.3 | 22.3 | 22.3 | Y | South | FC
GLNARM_7_UNIT 3 | LA Basin | GLEN ARM UNIT 3 | 44.83 | 44.83 | 44.83 | 44.83 | 44.83 | 44.83 | 44.83 | 44.83 | 44.83 | 44.83 | 44.83 | 44.83 | Y | South | FC
GLNARM_7_UNIT 4 | LA Basin | GLEN ARM UNIT 4 | 42.42 | 42.42 | 42.42 | 42.42 | 42.42 | 42.42 | 42.42 | 42.42 | 42.42 | 42.42 | 42.42 | 42.42 | Y | South | FC
GLOW_6_SOLAR | Big Creek-Ventura | Antelope Power Plant | [12 empty] | N | South | EO | bar: JAN to DEC
GOLDHL_1_QF | Sierra | SMALL QF AGGREGATION - PLACERVILLE | 0 | 0 | 0 | 0 | 0 | 0 | 0 | 0 | 0 | 0 | 0 | 0 | N | North | FC
GOLETA_2_QF | Big Creek-Ventura | GOLETA QFS | 0.03 | 0.02 | 0.02 | 0.02 | 0.02 | 0.03 | 0.04 | 0.05 | 0.04 | 0.02 | 0.02 | 0.01 | N | South | FC
GOLETA_6_ELLWOD | Big Creek-Ventura | ELLWOOD ENERGY SUPPORT FACILITY | 54 | 54 | 54 | 54 | 54 | 54 | 54 | 54 | 54 | 54 | 54 | 54 | Y | South | FC
GOLETA_6_EXGEN | Big Creek-Ventura | EXXON COMPANY USA | 6.23 | 6.84 | 9.95 | 8.29 | 4.5 | 4.36 | 3.69 | 3.66 | 3.77 | 3.75 | 3.66 | 4.13 | N | South | FC
GOLETA_6_GAVOTA | Big Creek-Ventura | Point Arguello Pipeline Company | 0.67 | 0.69 | 0.71 | 0.73 | 0.75 | 0.48 | 0.46 | 0.51 | 0.5 | 0.52 | 0.53 | 0.62 | N | South | FC
GOLETA_6_TAJIGS | Big Creek-Ventura | GOLETA_6_TAJIGS | 2.16 | 2.47 | 2.51 | 2.91 | 2.89 | 2.89 | 2.77 | 2.93 | 2.88 | 2.81 | 2.92 | 2.98 | N | South | FC
GONZLS_6_UNIT | CAISO System | Johnson Canyon Landfill | 0.95 | 0.88 | 0.87 | 1.01 | 1.11 | 1.27 | 1.25 | 1.29 | 1.28 | 1.28 | 1.16 | 0.89 | N | North | FC
GOOSLK_1_SOLAR1 | CAISO System | Goose Lake | 0.03 | 0.18 | 0.82 | 9.58 | 9.07 | 10.89 | 10.66 | 11 | 9.47 | 7.91 | 0.03 | 0.02 | N | North | ID | C3&4: Waiting for Gates No. 2 500/230 kV Transformer and possibly other
GRIDLY_6_SOLAR | Sierra | GRIDLEY MAIN TWO | [12 empty] | N | North | EO | bar: JAN to DEC
GRIZLY_1_UNIT 1 | CAISO System | GRIZZLY HYDRO | 17.7 | 17.7 | 17.7 | 17.7 | 17.7 | 17.7 | 17.7 | 17.7 | 17.7 | 17.7 | 17.7 | 17.7 | Y | North | FC
GRNLF1_1_UNITS | Sierra | GREENLEAF #1 COGEN AGGREGATE | 49.2 | 48.85 | 48.54 | 48.11 | 47.46 | 46.96 | 46.9 | 46.96 | 47.06 | 47.74 | 48.6 | 49.16 | Y | North | FC
GRNLF2_1_UNIT | Sierra | GREENLEAF II COGEN | 29.42 | 30.04 | 19.47 | 37.4 | 33.66 | 34.71 | 39 | 33.87 | 31.32 | 36.33 | 27.84 | 25.24 | N | North | FC
GRNVLY_7_SCLAND | CAISO System | SANTA CRUZ LANDFILL GENERATING PLANT | 1.97 | 2.24 | 2.17 | 2 | 1.59 | 1.54 | 2.03 | 2.16 | 2.24 | 2.17 | 2.04 | 1.91 | N | North | FC
GRSCRK_6_BGCKWW | Humboldt | BIG CREEK WATER WORKS - CEDAR FLAT | 0.35 | 0.7 | 1.31 | 1.13 | 0.15 | 0 | 0 | 0 | 0 | 0 | 0 | 0.74 | N | North | FC
GRZZLY_1_BERKLY | Bay Area | PE - BERKELEY, INC. | 22.21 | 16.41 | 18.36 | 18.73 | 22.98 | 22.77 | 21.63 | 23.4 | 20.18 | 16.04 | 17.03 | 16.72 | N | North | FC
GUERNS_6_SOLAR | Fresno | Guernsey Solar Station | 0.0234 | 0.1521 | 0.5967 | 7.1604 | 6.5481 | 7.0824 | 6.6417 | 6.474 | 5.4678 | 4.5942 | 0.0156 | 0.0078 | N | North | ID to 39% | C3&4: Waiting for Borden 230 kV Voltage Support, Gates No. 2 500/230 kV Transformer and possibly other
GWFPWR_1_UNITS | Fresno | HANFORD PEAKER PLANT | 84.4 | 84.4 | 84.4 | 84.4 | 84.4 | 84.4 | 84.4 | 84.4 | 84.4 | 84.4 | 84.4 | 84.4 | Y | North | FC
GYS5X6_7_UNITS | NCNB | GEYSERS UNITS 5 & 6 AGGREGATE | 85 | 85 | 85 | 85 | 85 | 85 | 85 | 85 | 85 | 85 | 85 | 85 | Y | North | FC
GYS7X8_7_UNITS | NCNB | GEYSERS UNITS 7 & 8 AGGREGATE | 76 | 76 | 76 | 76 | 76 | 76 | 76 | 76 | 76 | 76 | 76 | 76 | Y | North | FC
GYSRVL_7_WSPRNG | NCNB | Sonoma CWA Warm Springs Hydro | 0.89 | 1.45 | 0.98 | 1.31 | 1.27 | 1.4 | 1.43 | 1.45 | 1.07 | 1.21 | 1.34 | 1.3 | N | North | FC
HAASPH_7_PL1X2 | Fresno | HAAS PH UNIT 1 & 2 AGGREGATE | 144 | 144 | 144 | 144 | 144 | 144 | 144 | 144 | 144 | 144 | 144 | 144 | Y | North | FC
HALSEY_6_UNIT | Sierra | HALSEY HYDRO | 5.69 | 5.86 | 4.38 | 5.14 | 7.5 | 7.23 | 7.52 | 6.44 | 6.33 | 4.97 | 2.29 | 1.92 | Y | North | FC
HARBGN_7_UNITS | LA Basin | HARBOR COGEN COMBINED CYCLE | 100 | 100 | 100 | 100 | 100 | 100 | 100 | 100 | 100 | 100 | 100 | 100 | Y | South | FC
HATCR1_7_UNIT | CAISO System | Hat Creek #1 | 3.72 | 3.6 | 3.7 | 2.92 | 2.99 | 3.22 | 3.08 | 2.75 | 2.59 | 2.7 | 3.19 | 3.4 | Y | North | FC
HATCR2_7_UNIT | CAISO System | Hat Creek #2 | 5.04 | 4.93 | 5.05 | 4.21 | 4.36 | 4.44 | 4.28 | 3.95 | 3.82 | 4.25 | 4.84 | 5.09 | Y | North | FC
HATLOS_6_LSCRK | CAISO System | Lost Creek 1 & 2 Hydro Conversion | 0.85 | 0.81 | 0.83 | 0.83 | 0.82 | 0.75 | 0.73 | 0.73 | 0.77 | 0.76 | 0.8 | 0.82 | N | North | FC
HATLOS_6_QFUNTS | CAISO System | HAT CREEK HYDRO QF UNITS | 1.25 | 1.19 | 1.25 | 1.24 | 1.23 | 1.13 | 1.12 | 1.14 | 1.19 | 1.17 | 1.23 | 1.24 | N | North | FC
HATRDG_2_WIND | CAISO System | Hatchet Ridge Wind Farm | 13.35 | 22.89 | 24.62 | 19.75 | 20.98 | 13.13 | 24.12 | 36.84 | 24.49 | 11.2 | 11.55 | 22.2 | N | North | FC
HAYPRS_6_QFUNTS | Sierra | HAYPRESS HYDRO QF UNITS | 0.33 | 0.57 | 1.52 | 3.27 | 1.7 | 0 | 0 | 0 | 0 | 0 | 0 | 0.38 | N | North | FC
HELMPG_7_UNIT 1 | Fresno | HELMS PUMP-GEN UNIT 1 | 407 | 407 | 407 | 407 | 407 | 407 | 407 | 407 | 407 | 407 | 407 | 407 | Y | North | FC
HELMPG_7_UNIT 2 | Fresno | HELMS PUMP-GEN UNIT 2 | 407 | 407 | 407 | 407 | 407 | 407 | 407 | 407 | 407 | 407 | 407 | 407 | Y | North | FC
HELMPG_7_UNIT 3 | Fresno | HELMS PUMP-GEN UNIT 3 | 404 | 404 | 404 | 404 | 404 | 404 | 404 | 404 | 404 | 404 | 404 | 404 | Y | North | FC
HENRTA_6_SOLAR1 | Fresno | Lemoore 1 | [12 empty] | N | North | EO | bar: JAN to DEC
HENRTA_6_SOLAR2 | Fresno | Westside Solar Power | [12 empty] | N | North | EO | bar: JAN to DEC
HENRTA_6_UNITA1 | Fresno | GWF HENRIETTA PEAKER PLANT UNIT 1 | 45.33 | 45.33 | 45.33 | 45.33 | 45.33 | 45.33 | 45.33 | 45.33 | 45.33 | 45.33 | 45.33 | 45.33 | Y | North | FC
HENRTA_6_UNITA2 | Fresno | GWF HENRIETTA PEAKER PLANT UNIT 2 | 45.23 | 45.23 | 45.23 | 45.23 | 45.23 | 45.23 | 45.23 | 45.23 | 45.23 | 45.23 | 45.23 | 45.23 | Y | North | FC
HENRTS_1_SOLAR | Fresno | Henrietta Solar Project | 0.26 | 1.47 | 6.82 | 79.82 | 75.56 | 79.35 | 75.34 | 80.34 | 75.01 | 57.51 | 0.16 | 0.11 | N | North | FC
HIDSRT_2_UNITS | CAISO System | HIGH DESERT POWER PROJECT AGGREGATE | 746 | 746 | 746 | 746 | 746 | 746 | 746 | 746 | 746 | 746 | 746 | 746 | Y | South | FC
HIGGNS_1_COMBIE | Sierra | Combie South | 0.52 | 0.8 | 0.55 | 0.33 | 0.04 | 0 | 0 | 0 | 0 | 0 | 0 | 0.55 | N | North | FC
HIGGNS_7_QFUNTS | Sierra | HIGGNS_7_QFUNTS | 0.11 | 0.16 | 0.05 | 0.19 | 0.22 | 0.25 | 0.24 | 0.23 | 0.2 | 0.07 | 0.01 | 0.13 | N | North | FC
HILAND_7_YOLOWD | NCNB | CLEAR LAKE UNIT 1 | [12 empty] | N | North | EO | bar: JAN to DEC
HINSON_6_CARBGN | LA Basin | BP WILMINGTON CALCINER | 26.73 | 27.47 | 20.53 | 19.82 | 20 | 21.63 | 28.04 | 29.3 | 29.54 | 20.41 | 25.94 | 27.44 | N | South | FC
HINSON_6_LBECH1 | LA Basin | HINSON_6_LBECH1 | 65 | 65 | 65 | 65 | 65 | 65 | 65 | 65 | 65 | 65 | 65 | 65 | Y | South | FC
HINSON_6_LBECH2 | LA Basin | HINSON_6_LBECH2 | 65 | 65 | 65 | 65 | 65 | 65 | 65 | 65 | 65 | 65 | 65 | 65 | Y | South | FC
HINSON_6_LBECH3 | LA Basin | HINSON_6_LBECH3 | 65 | 65 | 65 | 65 | 65 | 65 | 65 | 65 | 65 | 65 | 65 | 65 | Y | South | FC
HINSON_6_LBECH4 | LA Basin | HINSON_6_LBECH4 | 65 | 65 | 65 | 65 | 65 | 65 | 65 | 65 | 65 | 65 | 65 | 65 | Y | South | FC
HINSON_6_SERRGN | LA Basin | CITY OF LONG BEACH | 28.02 | 26.77 | 26.01 | 25.6 | 23.65 | 29 | 27.62 | 26.93 | 27.4 | 23.73 | 25.63 | 26.84 | N | South | FC
HMLTBR_6_UNITS | CAISO System | HAMILTON BRANCH PH (AGGREGATE) | 0.73 | 0.95 | 1.01 | 2.1 | 1.06 | 1.08 | 4.9 | 4.9 | 0.54 | 0.67 | 0.73 | 0.7 | Y | North | FC
HNTGBH_7_UNIT 1 | LA Basin | HUNTINGTON BEACH GEN STA. UNIT 1 | 225.75 | 225.75 | 225.75 | 225.75 | 225.75 | 225.75 | 225.75 | 225.75 | 225.75 | 225.75 | 225.75 | 225.75 | Y | South | FC
HNTGBH_7_UNIT 2 | LA Basin | HUNTINGTON BEACH GEN STA. UNIT 2 | 225.8 | 225.8 | 225.8 | 225.8 | 225.8 | 225.8 | 225.8 | 225.8 | 225.8 | 225.8 | 225.8 | 225.8 | Y | South | FC
HOLGAT_1_BORAX | CAISO System | U.S. Borax, Unit 1 | 20.14 | 18.15 | 19.51 | 8.26 | 17.5 | 17.76 | 16.46 | 15.62 | 16.7 | 18.35 | 21.2 | 22.3 | N | South | FC
HOLSTR_1_SOLAR | CAISO System | San Benito Smart Park | [12 empty] | N | North | EO | bar: JAN to DEC
HOLSTR_1_SOLAR2 | CAISO System | Hollister Solar | 0 | 0.02 | 0.1 | 1.2 | 1.33 | 1.34 | 1.32 | 1.36 | 1.16 | 0.9 | 0 | 0 | N | North | FC
HUMBPP_1_UNITS3 | Humboldt | Humboldt Bay Generating Station 3 | 65 | 65 | 65 | 65 | 65 | 65 | 65 | 65 | 65 | 65 | 65 | 65 | Y | North | FC
HUMBPP_6_UNITS | Humboldt | Humboldt Bay Generating Station 1 | 97.62 | 97.62 | 97.62 | 97.62 | 97.62 | 97.62 | 97.62 | 97.62 | 97.62 | 97.62 | 97.62 | 97.62 | Y | North | FC
HUMBSB_1_QF | Humboldt | SMALL QF AGGREGATION - TRINITY | 0 | 0 | 0 | 0 | 0 | 0 | 0 | 0 | 0 | 0 | 0 | 0 | N | North | FC
HURON_6_SOLAR | Fresno | Huron Solar Station | 0.03 | 0.26 | 1.19 | 14.31 | 13.71 | 14.11 | 13.35 | 13.58 | 12.5 | 10.49 | 0.02 | 0.01 | N | North | ID | C3&4: Waiting for Gates No. 2 500/230 kV Transformer and possibly other
HYTTHM_2_UNITS | CAISO System | HYATT-THERMALITO PUMP-GEN (AGGREGATE) | 103.2 | 41.36 | 67.89 | 201.23 | 422 | 529.56 | 469.16 | 501.66 | 339.93 | 231.84 | 231.84 | 188.85 | Y | North | FC
IGNACO_1_QF | NCNB | SMALL QF AGGREGATION - VALLEJO/DINSMORE | 0.01 | 0.03 | 0.05 | 0.05 | 0.05 | 0.03 | 0.02 | 0 | 0.02 | 0.04 | 0.03 | 0.04 | N | North | FC
INDIGO_1_UNIT 1 | LA Basin | INDIGO PEAKER UNIT 1 | 42 | 42 | 42 | 42 | 42 | 42 | 42 | 42 | 42 | 42 | 42 | 42 | Y | South | FC
INDIGO_1_UNIT 2 | LA Basin | INDIGO PEAKER UNIT 2 | 42 | 42 | 42 | 42 | 42 | 42 | 42 | 42 | 42 | 42 | 42 | 42 | Y | South | FC
INDIGO_1_UNIT 3 | LA Basin | INDIGO PEAKER UNIT 3 | 42 | 42 | 42 | 42 | 42 | 42 | 42 | 42 | 42 | 42 | 42 | 42 | Y | South | FC
INDVLY_1_UNITS | NCNB | Indian Valley Hydro | 0.02 | 0.03 | 0.37 | 0.5 | 1.22 | 1.72 | 1.58 | 1.11 | 0.85 | 0.18 | 0.01 | 0.01 | N | North | FC
INLDEM_5_UNIT 1 | LA Basin | Inland Empire Energy Center, Unit 1 | 365 | 365 | 365 | 360 | 350 | 340 | 335 | 335 | 340 | 350 | 360 | 365 | Y | South | FC
INLDEM_5_UNIT 2 | LA Basin | Inland Empire Energy Center, Unit 2 | 365 | 365 | 365 | 360 | 350 | 340 | 335 | 335 | 340 | 350 | 360 | 365 | Y | South | FC
INSKIP_2_UNIT | CAISO System | INSKIP HYDRO | 4.99 | 4.85 | 5.79 | 6.19 | 6.12 | 5.31 | 3.87 | 3.22 | 3.02 | 3.34 | 3.49 | 3.89 | Y | North | FC
INTKEP_2_UNITS | CAISO System | CCSF Hetch_Hetchy Hydro Aggregate | 307 | 307 | 307 | 307 | 307 | 307 | 307 | 307 | 239 | 300 | 307 | 307 | Y | North | FC
INTTRB_6_UNIT | Fresno | Intl Wind Turb Research (Dinosaur Point) | 0.06 | 0.27 | 0.86 | 0.82 | 4.59 | 3.57 | 5.04 | 2.76 | 0.78 | 0.38 | 0.16 | 0.18 | N | North | FC
IVANPA_1_UNIT1 | CAISO System | Ivanpah 1 | 0.17 | 1.65 | 5.83 | 52.88 | 31.68 | 68.83 | 40.77 | 45.59 | 45.75 | 28.73 | 0.21 | 0.1 | N | South | FC
IVANPA_1_UNIT2 | CAISO System | Ivanpah 2 | 0.2 | 1.29 | 6.38 | 47.03 | 33.9 | 49.59 | 43.19 | 49.09 | 47.78 | 30.9 | 0.2 | 0.11 | N | South | FC
IVANPA_1_UNIT3 | CAISO System | Ivanpah 3 | 0.21 | 1.03 | 6.41 | 44.31 | 34.58 | 81.01 | 43.45 | 48.9 | 46.54 | 33.24 | 0.19 | 0.1 | N | South | FC
IVSLRP_2_SOLAR1 | San Diego-IV | Silver Ridge Mount Signal | 0.57 | 3.19 | 15.12 | 166.06 | 172.69 | 163.61 | 149.01 | 171.97 | 132.1 | 111.83 | 0.28 | 0.16 | N | South | FC
IVWEST_2_SOLAR1 | San Diego-IV | Imperial Valley West | 0.39 | 2.21 | 10.24 | 119.73 | 113.34 | 119.02 | 113.02 | 120.52 | 112.52 | 79.32 | 0.24 | 0.17 | N | South | FC
JAKVAL_6_UNITG1 | CAISO System | BUENA VISTA | 12.92 | 12.01 | 15.22 | 6.75 | 10.5 | 5.65 | 13.42 | 13.86 | 5.26 | 0.65 | 3.56 | 1.85 | N | North | FC
JAWBNE_2_NSRWND | CAISO System | North Sky River Wind Project | 3.59 | 23.41 | 44.46 | 68.96 | 91.51 | 68.78 | 39.08 | 52.42 | 35.69 | 18.98 | 6.55 | 10.18 | N | South | FC
JAWBNE_2_SRWND | CAISO System | Sky River | 3.87 | 11.21 | 13.77 | 16.09 | 18.5 | 12.6 | 7.43 | 8.62 | 6.85 | 5.32 | 5.76 | 4.9 | N | South | FC
JAYNE_6_WLSLR | Fresno | Westlands Solar Farm PV 1 | [12 empty] | N | North | EO | bar: JAN to DEC
KANAKA_1_UNIT | Sierra | KANAKA | 0.13 | 0.08 | 0.06 | 0 | 0 | 0 | 0 | 0 | 0 | 0 | 0 | 0.21 | N | North | FC
KANSAS_6_SOLAR | Fresno | RE Kansas South | [12 empty] | N | North | EO | bar: JAN to DEC
KEARNY_7_KY3 | San Diego-IV | KEARNY GT3 AGGREGATE | 61 | 61 | 61 | 61 | 61 | 61 | 61 | 61 | 61 | 61 | 61 | 61 | Y | South | FC
KEKAWK_6_UNIT | Humboldt | STS HYDROPOWER LTD. (KEKAWAKA) | 0.31 | 0.83 | 1.09 | 0.41 | 0 | 0 | 0 | 0 | 0 | 0 | 0.11 | 2.17 | N | North | FC
KELSO_2_UNITS | Bay Area | Mariposa Energy | 198.03 | 198.03 | 198.03 | 198.03 | 198.03 | 198.03 | 198.03 | 198.03 | 198.03 | 198.03 | 198.03 | 198.03 | Y | North | FC
KELYRG_6_UNIT | Sierra | KELLY RIDGE HYDRO | 10 | 10 | 10 | 10 | 10 | 10 | 10 | 10 | 10 | 10 | 10 | 10 | Y | North | FC
KERKH1_7_UNIT 1 | Fresno | KERKHOFF PH 1 UNIT #1 | 13 | 13 | 13 | 13 | 13 | 13 | 13 | 13 | 13 | 13 | 13 | 13 | Y | North | FC
KERKH1_7_UNIT 3 | Fresno | KERKHOFF PH 1 UNIT #3 | 12.8 | 12.8 | 12.8 | 12.8 | 12.8 | 12.8 | 12.8 | 12.8 | 12.8 | 12.8 | 12.8 | 12.8 | Y | North | FC
KERKH2_7_UNIT 1 | Fresno | KERKHOFF PH 2 UNIT #1 | 153.9 | 153.9 | 153.9 | 153.9 | 153.9 | 153.9 | 153.9 | 153.9 | 153.9 | 153.9 | 153.9 | 153.9 | Y | North | FC
KERMAN_6_SOLAR1 | Fresno | Fresno Solar South | [12 empty] | N | North | EO | bar: JAN to DEC
KERMAN_6_SOLAR2 | Fresno | Fresno Solar West | [12 empty] | N | North | EO | bar: JAN to DEC
KERNFT_1_UNITS | Kern | KERN FRONT LIMITED | 47 | 47 | 47 | 47 | 47 | 47 | 47 | 47 | 47 | 47 | 47 | 47 | Y | North | FC
KERNRG_1_UNITS | CAISO System | South Belridge Cogen Facility | 0.02 | 0.01 | 0.01 | 0.79 | 0.02 | 0.01 | 0.01 | 0.01 | 0.01 | 0.07 | 0 | 0 | N | North | FC
KERRGN_1_UNIT 1 | Big Creek-Ventura | KERN RIVER HYDRO UNITS 1-4 AGGREGATE | 6.29 | 2.09 | 8.97 | 10.86 | 20.8 | 21.16 | 15.08 | 6.99 | 1.5 | 4.66 | 5.08 | 6.38 | N | South | FC
KILARC_2_UNIT 1 | CAISO System | KILARC HYDRO | 1.91 | 1.88 | 2.25 | 2.53 | 2.46 | 2.1 | 1.71 | 1.45 | 1.2 | 1.22 | 1.4 | 1.41 | Y | North | FC
KINGCO_1_KINGBR | Fresno | Kingsburg Cogen | 8.95 | 7.57 | 5.99 | 8.66 | 8.23 | 19.44 | 23.08 | 23.71 | 19.01 | 7.6 | 8.32 | 14.08 | Y | North | FC
KINGRV_7_UNIT 1 | Fresno | KINGS RIVER HYDRO UNIT 1 | 51.2 | 51.2 | 51.2 | 51.2 | 51.2 | 51.2 | 51.2 | 51.2 | 51.2 | 51.2 | 51.2 | 51.2 | Y | North | FC
KIRKER_7_KELCYN | Bay Area | KELLER CANYON LANDFILL GEN FACILICITY | 3.5 | 3.13 | 3.09 | 3.35 | 3.09 | 3.19 | 3.34 | 2.85 | 2.52 | 2.65 | 2.93 | 3.51 | N | North | FC
KNGBRD_2_SOLAR1 | CAISO System | Kingbird Solar A | 0.05 | 0.29 | 1.36 | 15.96 | 15.11 | 15.87 | 15.07 | 16.07 | 15 | 11.5 | 0.03 | 0.02 | N | South | FC
KNGBRD_2_SOLAR2 | CAISO System | Kingbird Solar B | 0.05 | 0.29 | 1.36 | 15.96 | 15.11 | 15.87 | 15.07 | 16.07 | 15 | 11.5 | 0.03 | 0.02 | N | South | FC
KNGBRG_1_KBSLR1 | Fresno | Kingsburg1 | [12 empty] | N | North | EO | bar: JAN to DEC
KNGBRG_1_KBSLR2 | Fresno | Kingsburg2 | [12 empty] | N | North | EO | bar: JAN to DEC
KNGCTY_6_UNITA1 | CAISO System | King City Energy Center, Unit #1 | 44.6 | 44.6 | 44.6 | 44.6 | 44.6 | 44.6 | 44.6 | 44.6 | 44.6 | 44.6 | 44.6 | 44.6 | Y | North | FC
KNTSTH_6_SOLAR | Fresno | Kent South | [12 empty] | N | North | EO | bar: JAN to DEC
KRAMER_1_SEGS37 | CAISO System | LUZ SOLAR PARTNERS 3-7 AGGREGATE | 0.87 | 1.6 | 10.24 | 107.88 | 53.92 | 159.66 | 152.53 | 160.69 | 151.87 | 58.9 | 0.12 | 0.04 | N | South | FC
KRAMER_2_SEGS89 | CAISO System | LUZ SOLAR PARTNERS 8-9 AGGREGATE | 0.47 | 2.48 | 12.87 | 133.03 | 122.27 | 167.11 | 153.45 | 168.17 | 158.18 | 79.53 | 0.41 | 0.16 | N | South | FC
KRNCNY_6_UNIT | CAISO System | KERN CANYON | 2.12 | 2.42 | 2.26 | 1.68 | 4.71 | 6.49 | 5.74 | 3.52 | 1.53 | 1.01 | 1.03 | 1.07 | Y | North | FC
LACIEN_2_VENICE | LA Basin | MWD Venice Hydroelectric Recovery Plant | 0 | 0 | 0 | 0 | 0 | 0 | 0 | 0 | 0 | 0 | 0 | 0 | N | South | FC
LAGBEL_6_QF | LA Basin | LAGUNA BELL QFS | 9.22 | 9.63 | 9.43 | 4.99 | 8.77 | 9.93 | 10.01 | 9.77 | 9.61 | 9.25 | 9.36 | 8.52 | N | South | FC
LAKHDG_6_UNIT 1 | San Diego-IV | Lake Hodges Pumped Storage-Unit1 | 20 | 20 | 20 | 20 | 20 | 20 | 20 | 20 | 20 | 20 | 20 | 20 | Y | South | FC
LAKHDG_6_UNIT 2 | San Diego-IV | Lake Hodges Pumped Storage-Unit2 | 20 | 20 | 20 | 20 | 20 | 20 | 20 | 20 | 20 | 20 | 20 | 20 | Y | South | FC
LAMONT_1_SOLAR1 | Kern | Regulus Solar | 0.18 | 1.08 | 4.22 | 53.66 | 51.88 | 53.16 | 51.95 | 52.75 | 48.78 | 35.72 | 0.12 | 0.08 | N | North | FC
LAMONT_1_SOLAR3 | Kern | Woodmere Solar Farm | 0.04 | 0.22 | 1.02 | 11.96 | 11.33 | 11.89 | 11.29 | 12.04 | 11.24 | 8.62 | 0.02 | 0.02 | N | North | ID | C3&4: Waiting for Reconductor Kern-Tevis-Lamont 115 kV Line (Arvin Jct. 2-Lamont), Gates No. 2 500/230 kV Transformer and possibly other
LAMONT_1_SOLAR4 | Kern | Hayworth Solar Farm | 0.07 | 0.39 | 1.82 | 21.28 | 20.14 | 21.15 | 20.09 | 21.42 | 20 | 15.33 | 0.04 | 0.03 | N | North | ID | C3&4: Waiting for Reconductor Kern-Tevis-Lamont 115 kV Line (Arvin Jct. 2-Lamont), Gates No. 2 500/230 kV Transformer and possibly other
LAMONT_1_SOLAR5 | Kern | Redcrest Solar Farm | 0.04 | 0.25 | 1.14 | 13.3 | 12.59 | 13.22 | 12.55 | 13.39 | 12.5 | 9.58 | 0.03 | 0.02 | N | North | ID | C3&4: Waiting for Reconductor Kern-Tevis-Lamont 115 kV Line (Arvin Jct. 2-Lamont), Gates No. 2 500/230 kV Transformer and possibly other
LAPAC_6_UNIT | Humboldt | LOUISIANA PACIFIC SAMOA | 20 | 20 | 20 | 20 | 20 | 20 | 20 | 20 | 20 | 20 | 20 | 20 | N | North | FC
LAPLMA_2_UNIT 1 | CAISO System | La Paloma Generating Plant Unit #1 | 259.8 | 259.8 | 259.8 | 259.8 | 259.8 | 259.8 | 259.8 | 259.8 | 259.8 | 259.8 | 259.8 | 259.8 | Y | North | FC
LAPLMA_2_UNIT 2 | CAISO System | La Paloma Generating Plant Unit #2 | 260.2 | 260.2 | 260.2 | 260.2 | 260.2 | 260.2 | 260.2 | 260.2 | 260.2 | 260.2 | 260.2 | 260.2 | Y | North | FC
LAPLMA_2_UNIT 3 | CAISO System | La Paloma Generating Plant Unit #3 | 256.15 | 256.15 | 256.15 | 256.15 | 256.15 | 256.15 | 256.15 | 256.15 | 256.15 | 256.15 | 256.15 | 256.15 | Y | North | FC
LAPLMA_2_UNIT 4 | CAISO System | LA PALOMA GENERATING PLANT, UNIT #4 | 259.54 | 259.54 | 259.54 | 259.54 | 259.54 | 259.54 | 259.54 | 259.54 | 259.54 | 259.54 | 259.54 | 259.54 | Y | North | FC
LARKSP_6_UNIT 1 | San Diego-IV | LARKSPUR PEAKER UNIT 1 | 46 | 46 | 46 | 46 | 46 | 46 | 46 | 46 | 46 | 46 | 46 | 46 | Y | South | FC
LARKSP_6_UNIT 2 | San Diego-IV | LARKSPUR PEAKER UNIT 2 | 46 | 46 | 46 | 46 | 46 | 46 | 46 | 46 | 46 | 46 | 46 | 46 | Y | South | FC
LAROA1_2_UNITA1 | San Diego-IV | LR1 | 165 | 165 | 165 | 165 | 165 | 165 | 165 | 165 | 165 | 165 | 165 | 165 | Y | South | FC
LAROA2_2_UNITA1 | San Diego-IV | LR2 | 322 | 322 | 322 | 322 | 322 | 322 | 322 | 322 | 322 | 322 | 322 | 322 | Y | South | FC
LASSEN_6_UNITS | CAISO System | LASSEN AREA QF AGGREGATION | 19 | 18.25 | 19.17 | 1.89 | 26.47 | 28.29 | 27.27 | 27.51 | 28.81 | 24.82 | 24.04 | 25.41 | N | North | FC
LAWRNC_7_SUNYVL | Bay Area | City of Sunnyvale Unit 1 and 2 | 0.14 | 0.14 | 0.14 | 0.14 | 0.18 | 0.17 | 0.17 | 0.16 | 0.11 | 0.13 | 0.14 | 0.04 | N | North | FC
LEBECS_2_UNITS | Big Creek-Ventura | Pastoria Energy Facility | 799.47 | 799.47 | 785 | 775 | 765 | 760 | 750 | 750 | 750 | 760 | 785 | 799.47 | Y | South | FC
LECEF_1_UNITS | Bay Area | LOS ESTEROS ENERGY FACILITY AGGREGATE | 306 | 306 | 306 | 306 | 306 | 306 | 306 | 306 | 306 | 306 | 306 | 306 | Y | North | FC
LEPRFD_1_KANSAS | Fresno | Kansas | 0.0156 | 0.091 | 0.364 | 4.641 | 4.4252 | 4.602 | 4.4122 | 4.5006 | 3.9806 | 2.2074 | 0.0052 | 0.0052 | N | North | ID to 26% | C3&4: Waiting for Borden 230 kV Voltage Support, Gates No. 2 500/230 kV Transformer and possibly other
LGHTHP_6_ICEGEN | LA Basin | CARSON COGENERATION | 48 | 48 | 41.14 | 48 | 48 | 48 | 48 | 48 | 48 | 36.46 | 37.54 | 37.26 | Y | South | FC
LHILLS_6_SOLAR1 | CAISO System | Lost Hills Solar | 0.05 | 0.29 | 1.36 | 18.3 | 17.45 | 17.98 | 17.62 | 18.06 | 16.41 | 12.61 | 0.04 | 0.03 | N | North | ID | C3&4: Waiting for Gates No. 2 500/230 kV Transformer and possibly other
LITLRK_6_SEPV01 | Big Creek-Ventura | Gestamp Solar 1 | [12 empty] | N | South | EO | bar: JAN to DEC
LITLRK_6_SOLAR1 | Big Creek-Ventura | Lancaster Little Rock C | 0.01 | 0.08 | 0.32 | 4.25 | 4.01 | 3.73 | 3.64 | 4.12 | 3.76 | 2.8 | 0.01 | 0.01 | N | South | FC
LITLRK_6_SOLAR2 | Big Creek-Ventura | Palmdale 18 | 0.01 | 0.03 | 0.14 | 1.6 | 1.51 | 1.59 | 1.51 | 1.61 | 1.5 | 1.15 | 0 | 0 | N | South | FC
LITLRK_6_SOLAR4 | Big Creek-Ventura | Little Rock Pham Solar | 0.01 | 0.04 | 0.2 | 2.39 | 2.27 | 2.38 | 2.26 | 2.41 | 2.25 | 1.73 | 0 | 0 | N | South | FC
LIVEOK_6_SOLAR | Sierra | Harris | 0 | 0.02 | 0.09 | 0.9 | 1.01 | 1.02 | 0.87 | 0.87 | 0.65 | 0.69 | 0 | 0 | N | North | ID | 15DGD: Lodi-Eight Mile 230 kV Line Reconductoring and possibly other
LIVOAK_1_UNIT 1 | Kern | LIVE OAK LIMITED | 46.35 | 45.97 | 43.08 | 45.15 | 41.77 | 42.19 | 41.52 | 41.14 | 40.9 | 29.44 | 44.21 | 41.96 | Y | North | FC
LMBEPK_2_UNITA1 | Bay Area | Lambie Energy Center, Unit #1 | 48 | 48 | 48 | 48 | 47 | 47 | 47 | 47 | 47 | 48 | 48 | 48 | Y | North | FC
LMBEPK_2_UNITA2 | Bay Area | Creed Energy Center, Unit #1 | 48 | 48 | 48 | 48 | 47 | 47 | 46 | 46 | 46 | 48 | 48 | 48 | Y | North | FC
LMBEPK_2_UNITA3 | Bay Area | Goose Haven Energy Center, Unit #1 | 48 | 48 | 48 | 48 | 47 | 47 | 47 | 47 | 47 | 48 | 48 | 48 | Y | North | FC
LMEC_1_PL1X3 | Bay Area | Los Medanos Energy Center AGGREGATE | 561.29 | 561.29 | 561.29 | 561.29 | 556 | 556 | 556 | 556 | 556 | 561.29 | 561.29 | 561.29 | Y | North | FC
LNCSTR_6_CREST | Big Creek-Ventura | [13 empty] | N | South | EO | bar: JAN to DEC
LOCKFD_1_BEARCK | Stockton | Bear Creek Solar | [12 empty] | N | North | EO | bar: JAN to DEC
LOCKFD_1_KSOLAR | Stockton | Kettleman Solar | [12 empty] | N | North | EO | bar: JAN to DEC
LODI25_2_UNIT 1 | Stockton | LODI GAS TURBINE | 22.7 | 22.7 | 22.7 | 22.7 | 22.7 | 22.7 | 22.7 | 22.7 | 22.7 | 22.7 | 22.7 | 22.7 | Y | North | FC
LODIEC_2_PL1X2 | Sierra | Lodi Energy Center | 280 | 280 | 280 | 280 | 280 | 280 | 280 | 280 | 280 | 280 | 280 | 280 | Y | North | FC
LOWGAP_1_SUPHR | Humboldt | Mill & Sulphur Creek Hydro | 0.08 | 0.34 | 0.02 | 0.07 | 0 | 0 | 0 | 0 | 0 | 0 | 0 | 0.41 | N | North | FC
LOWGAP_7_QFUNTS | CAISO System | LOWGAP_7_QFUNTS | 0.85 | 0.87 | 0.92 | 0.74 | 0.22 | 0.21 | 0.21 | 0.21 | 0.21 | 0.21 | 0.21 | 0.6 | N | North | FC
MALAGA_1_PL1X2 | Fresno | Malaga Power Aggregate | 96 | 96 | 96 | 96 | 96 | 96 | 96 | 96 | 96 | 96 | 96 | 96 | Y | North | FC
MALCHQ_7_UNIT 1 | CAISO System | MALACHA HYDRO L.P. | 7.52 | 10.23 | 6.46 | 6.57 | 11.73 | 4.61 | 0.73 | 0 | 0 | 0 | 0 | 6.3 | N | North | FC
MANZNA_2_WIND | CAISO System | Manzana Wind | 6.3 | 29.64 | 47.22 | 75.37 | 84.78 | 59.6 | 29.32 | 33.55 | 27.63 | 21.61 | 12.54 | 10.98 | N | South | FC
MARCPW_6_SOLAR1 | CAISO System | Maricopa West Solar PV | 0.05 | 0.29 | 1.36 | 15.96 | 15.11 | 15.87 | 15.07 | 16.07 | 15 | 11.5 | 0.03 | 0.02 | N | North | ID | C3&4: Waiting for Gates No. 2 500/230 kV Transformer and possibly other
MARTIN_1_SUNSET | Bay Area | Sunset Reservoir - North Basin | 0.01 | 0.04 | 0.18 | 2.29 | 2.26 | 2.17 | 1.7 | 1.94 | 1.77 | 1.45 | 0 | 0 | N | North | FC
MCARTH_6_FRIVRB | CAISO System | Fall River Mills Project B | [12 empty] | N | North | EO | bar: JAN to DEC
MCCALL_1_QF | Fresno | SMALL QF AGGREGATION - FRESNO | 0.31 | 0.31 | 0.17 | 0.29 | 0.36 | 0.47 | 0.45 | 0.44 | 0.41 | 0.35 | 0.27 | 0.25 | N | North | FC
MCSWAN_6_UNITS | Fresno | MC SWAIN HYDRO | 2.51 | 4.09 | 4.22 | 4.24 | 6.59 | 6.17 | 6.9 | 5.82 | 4.32 | 3.35 | 0 | 0 | Y | North | FC
MDFKRL_2_PROJCT | Sierra | MIDDLE FORK AND RALSTON PSP | 204.57 | 204.66 | 206.91 | 209.44 | 212.55 | 212.94 | 210.97 | 208.68 | 206.55 | 205.97 | 203.1 | 201.8 | Y | North | FC
MENBIO_6_RENEW1 | Fresno | CalRENEW - 1(A) | 0.02 | 0.08 | 0.25 | 3.64 | 3.51 | 3.58 | 4.11 | 4.02 | 3.7 | 2.54 | 0.01 | 0.01 | Y | North | FC
MENBIO_6_UNIT | Fresno | MENDOTA BIOMASS POWER | 16.56 | 21.13 | 21.02 | 16.62 | 21.79 | 21.05 | 22.02 | 19.24 | 25 | 25 | 25 | 25 | N | North | FC
MERCED_1_SOLAR1 | Fresno | Mission Solar | [12 empty] | N | North | EO | bar: JAN to DEC
MERCED_1_SOLAR2 | Fresno | Merced Solar | [12 empty] | N | North | EO | bar: JAN to DEC
MERCFL_6_UNIT | Fresno | MERCED FALLS | 0.69 | 2.92 | 1.19 | 1.36 | 2.66 | 2.55 | 2.04 | 2.15 | 1.84 | 1.3 | 0 | 0 | Y | North | FC
MESAP_1_QF | CAISO System | SMALL QF AGGREGATION - SAN LUIS OBISPO | 0 | 0 | 0 | 0 | 0 | 0 | 0 | 0 | 0 | 0 | 0 | 0 | N | North | FC
MESAS_2_QF | LA Basin | MESA QFS | 0 | 0 | 0 | 0 | 0 | 0 | 0 | 0 | 0 | 0 | 0 | 0 | N | South | FC
METCLF_1_QF | Bay Area | SMALL QF AGGREGATION - SANTA CLARA WD | 0.13 | 0 | 0 | 0 | 0 | 0 | 0 | 0 | 0.04 | 0.08 | 0.08 | 0.02 | N | North | FC
METEC_2_PL1X3 | Bay Area | Metcalf Energy Center | 593.16 | 593.16 | 593.16 | 593.16 | 585 | 575 | 570 | 570 | 580 | 593.16 | 593.16 | 593.16 | Y | North | FC
MIDSET_1_UNIT 1 | CAISO System | MIDSET COGEN. CO. | 35.75 | 35.94 | 33.69 | 32.71 | 29.32 | 33.46 | 33.02 | 32.6 | 32.11 | 30.11 | 30.43 | 32.56 | N | North | FC
MIDWD_2_WIND1 | CAISO System | Windland Refresh 2 | 0.19 | 0.85 | 1.28 | 1.55 | 2.57 | 2.08 | 1.48 | 1.38 | 0.89 | 0.51 | 0.31 | 0.62 | N | South | FC
MIDWD_2_WIND2 | CAISO System | Coram Energy | 0.07 | 0.33 | 0.49 | 0.6 | 0.99 | 0.8 | 0.57 | 0.53 | 0.34 | 0.2 | 0.12 | 0.14 | N | South | FC
MIDWD_6_WNDLND | CAISO System | Windland Refresh 1 | 0.17 | 0.71 | 0.93 | 1.21 | 2.04 | 1.83 | 1.14 | 1.24 | 0.84 | 0.53 | 0.38 | 0.65 | N | South | FC
MIDWD_7_CORAMB | CAISO System | CELLC 7.5 MW Tehachapi Project | 0.28 | 1.51 | 1.76 | 2.71 | 3.25 | 2.48 | 1.21 | 1.28 | 1.33 | 0.61 | 0.33 | 0.5 | N | South | FC
MIRLOM_2_CORONA | LA Basin | MWD Corona Hydroelectric Recovery Plant | 2.31 | 2.13 | 1.3 | 2.03 | 1.34 | 1.55 | 1.49 | 2 | 1.9 | 1.87 | 2.37 | 2.17 | N | South | FC
MIRLOM_2_ONTARO | LA Basin | Ontario RT Solar | 0 | 0.05 | 0.25 | 3.06 | 3.1 | 3.16 | 2.81 | 2.25 | 2.36 | 1.57 | 0.01 | 0.01 | N | South | FC
MIRLOM_2_RTS032 | LA Basin | SPVP032 | 0.02 | 0.01 | 0.13 | 0.49 | 0.61 | 0.61 | 0.51 | 0.3 | 0.42 | 0.41 | 0.32 | 0.18 | N | South | FC
MIRLOM_2_RTS033 | LA Basin | SPVP033 | 0 | 0.01 | 0.05 | 0.7 | 0.69 | 0.76 | 0.75 | 0.46 | 0.45 | 0.33 | 0 | 0 | N | South | FC
MIRLOM_2_TEMESC | LA Basin | MWD Temescal Hydroelectric Recovery Plan | 2.36 | 2.47 | 2.05 | 2.56 | 1.62 | 1.61 | 1.56 | 2.08 | 2.02 | 2.34 | 2.54 | 2.05 | N | South | FC
MIRLOM_6_DELGEN | LA Basin | CORONA ENERGY PARTNERS LTD. | 29.78 | 25.27 | 22.78 | 25.17 | 22.04 | 25.36 | 27.27 | 25.93 | 25.77 | 24.96 | 24.55 | 26.7 | N | South | FC
MIRLOM_6_PEAKER | LA Basin | Mira Loma Peaker | 46 | 46 | 46 | 46 | 46 | 46 | 46 | 46 | 46 | 46 | 46 | 46 | Y | South | FC
MIRLOM_7_MWDLKM | LA Basin | Lake Mathews Hydroelectric Recovery Plan | 4.6 | 4.5 | 3.9 | 3.8 | 3.7 | 3.9 | 4.46 | 4.6 | 4.7 | 4.5 | 4.5 | 4.2 | Y | South | FC
MISSIX_1_QF | Bay Area | SMALL QF AGGREGATION - SAB FRABCUSCI | 0.02 | 0.02 | 0.03 | 0.03 | 0.02 | 0.02 | 0.01 | 0.01 | 0.01 | 0.01 | 0.01 | 0.01 | N | North | FC
MKTRCK_1_UNIT 1 | CAISO System | MCKITTRICK LIMITED | 32.24 | 28.73 | 28.69 | 24.98 | 19.08 | 22.47 | 23.28 | 17.94 | 21.07 | 20.59 | 18.02 | 20.04 | N | North | FC
MLPTAS_7_QFUNTS | Bay Area | MLPTAS_7_QFUNTS | 0.03 | 0.02 | 0.02 | 0.02 | 0.02 | 0.02 | 0.02 | 0.01 | 0.02 | 0.02 | 0.02 | 0.02 | N | North | FC
MNDALY_6_MCGRTH | Big Creek-Ventura | McGrath Beach Peaker | 47.2 | 47.2 | 47.2 | 47.2 | 47.2 | 47.2 | 47.2 | 47.2 | 47.2 | 47.2 | 47.2 | 47.2 | Y | South | FC
MNDALY_7_UNIT 1 | Big Creek-Ventura | MANDALAY GEN STA. UNIT 1 | 215 | 215 | 215 | 215 | 215 | 215 | 215 | 215 | 215 | 215 | 215 | 215 | Y | South | FC
MNDALY_7_UNIT 2 | Big Creek-Ventura | MANDALAY GEN STA. UNIT 2 | 215.29 | 215.29 | 215.29 | 215.29 | 215.29 | 215.29 | 215.29 | 215.29 | 215.29 | 215.29 | 215.29 | 215.29 | Y | South | FC
MNDALY_7_UNIT 3 | Big Creek-Ventura | MANDALAY GEN STA. UNIT 3 | 130 | 130 | 130 | 130 | 130 | 130 | 130 | 130 | 130 | 130 | 130 | 130 | Y | South | FC
MNDOTA_1_SOLAR1 | Fresno | North Star Solar 1 | 0.16 | 0.88 | 4.09 | 47.89 | 45.34 | 47.61 | 50.87 | 50.9 | 45.98 | 36.81 | 0.13 | 0.08 | N | North | FC
MNDOTA_1_SOLAR2 | Fresno | Citizen Solar B | [12 empty] | N | North | EO | bar: JAN to DEC
MOJAVE_1_SIPHON | LA Basin | MOJAVE SIPHON POWER PLANT | 7.13 | 7.48 | 6.59 | 12.58 | 12.58 | 12.58 | 12.58 | 12.58 | 12.58 | 12.58 | 12.58 | 12.58 | Y | South | FC
MOJAVW_2_SOLAR | CAISO System | Mojave West | 0.05 | 0.29 | 1.36 | 15.96 | 15.11 | 15.87 | 15.07 | 16.07 | 15 | 11.5 | 0.03 | 0.02 | N | South | FC
MONLTH_6_BOREL | CAISO System | BOREL HYDRO UNITS 1-3 AGGREGATE | 0 | 0 | 0 | 0 | 1.97 | 1.39 | 0 | 0 | 0 | 0 | 0 | 0 | N | South | FC
MONTPH_7_UNITS | NCNB | MONTICELLO HYDRO AGGREGATE | 0.77 | 0.08 | 1.74 | 3.31 | 7.42 | 9.73 | 10.51 | 8.85 | 5.94 | 2.46 | 0.85 | 1.14 | Y | North | FC
MOORPK_2_CALABS | Big Creek-Ventura | Calabasas Gas-to-Energy Facility | 5.07 | 5.16 | 4.69 | 4.86 | 4.95 | 4.35 | 4.18 | 4.9 | 4.59 | 4.82 | 4.72 | 4.5 | N | South | FC
MOORPK_6_QF | Big Creek-Ventura | MOORPARK QFS | 21.65 | 21.13 | 13.31 | 21.73 | 20.75 | 26.4 | 26.61 | 26.07 | 24.87 | 17.88 | 16.73 | 18.19 | N | South | FC
MOORPK_7_UNITA1 | Big Creek-Ventura | WEME- Simi Valley Landfill | 1.85 | 2.09 | 2.07 | 1.94 | 2.02 | 1.67 | 1.97 | 2.12 | 1.59 | 1.43 | 1.78 | 2.11 | Y | South | FC
MOSSLD_1_QF | Bay Area | SMALL QF AGGREGATION - SANTA CRUZ | 0.01 | 0 | 0 | 0 | 0 | 0 | 0 | 0 | 0 | 0 | 0 | 0 | N | North | FC
MOSSLD_2_PSP1 | Bay Area | MOSS LANDING POWER BLOCK 1 | 510 | 510 | 510 | 510 | 510 | 510 | 510 | 510 | 510 | 510 | 510 | 510 | Y | North | FC
MOSSLD_2_PSP2 | Bay Area | MOSS LANDING POWER BLOCK 2 | 510 | 510 | 510 | 510 | 510 | 510 | 510 | 510 | 510 | 510 | 510 | 510 | Y | North | FC
MOSSLD_7_UNIT 6 | Bay Area | MOSS LANDING UNIT 6 | 754.33 | 754.33 | 754.33 | 754.33 | 754.33 | 754.33 | 754.33 | 754.33 | 754.33 | 754.33 | 754.33 | 754.33 | Y | North | FC
MOSSLD_7_UNIT 7 | Bay Area | MOSS LANDING UNIT 7 | 755 | 755 | 755 | 755 | 755 | 755 | 755 | 755 | 755 | 755 | 755 | 755 | Y | North | FC
MRCHNT_2_PL1X3 | CAISO System | Desert Star Energy Center | 419.25 | 419.25 | 419.25 | 419.25 | 419.25 | 419.25 | 419.25 | 419.25 | 419.25 | 419.25 | 419.25 | 419.25 | Y | South | PD to 419.25
MRGT_6_MEF2 | San Diego-IV | Miramar Energy Facility II | 47.9 | 47.9 | 47.9 | 47.9 | 47.9 | 47.9 | 47.9 | 47.9 | 47.9 | 47.9 | 47.9 | 47.9 | Y | South | FC
MRGT_6_MMAREF | San Diego-IV | Miramar Energy Facility | 48 | 48 | 48 | 48 | 48 | 48 | 48 | 48 | 48 | 48 | 48 | 48 | Y | South | FC
MRGT_7_UNITS | San Diego-IV | MIRAMAR COMBUSTION TURBINE AGGREGATE | 36 | 36 | 36 | 36 | 36 | 36 | 36 | 36 | 36 | 36 | 36 | 36 | Y | South | FC
MRLSDS_6_SOLAR1 | CAISO System | Morelos Solar | 0.04 | 0.22 | 1.02 | 11.97 | 11.33 | 11.9 | 11.3 | 12.05 | 11.25 | 8.63 | 0.02 | 0.02 | N | North | ID | C3&4: Waiting for Gates No. 2 500/230 kV Transformer and possibly other
MSHGTS_6_MMARLF | San Diego-IV | MIRAMAR LANDFILL | 3.92 | 3.82 | 3.73 | 3.07 | 3.46 | 3.78 | 3.7 | 3.7 | 3.58 | 3.56 | 3.31 | 3.64 | N | South | FC
MSOLAR_2_SOLAR1 | CAISO System | Mesquite Solar 1 | 0.25 | 1.66 | 8.73 | 121.3 | 116.93 | 112 | 104.65 | 108.71 | 96.33 | 75.27 | 0.13 | 0.08 | N | South | ID | Waiting for: Desert Area upgrades
MSSION_2_QF | San Diego-IV | SMALL QF AGGREGATION - SAN DIEGO | 0.38 | 0.2 | 0.31 | 0.48 | 0.54 | 0.7 | 0.71 | 0.65 | 0.61 | 0.6 | 0.34 | 0.22 | N | South | FC
MSTANG_2_SOLAR | Fresno | Mustang | 0.08 | 0.44 | 2.05 | 23.95 | 22.67 | 23.8 | 22.6 | 24.1 | 22.5 | 17.25 | 0.05 | 0.03 | N | North | ID | C3&4: Waiting for Gates No. 2 500/230 kV Transformer and possibly other
MSTANG_2_SOLAR3 | Fresno | Mustang 3 | 0.1 | 0.59 | 2.73 | 31.93 | 30.22 | 31.74 | 30.14 | 32.14 | 30 | 23 | 0.06 | 0.04 | N | North | ID | C3&4: Waiting for Gates No. 2 500/230 kV Transformer and possibly other
MSTANG_2_SOLAR4 | Fresno | Mustang 4 | 0.08 | 0.44 | 2.05 | 23.95 | 22.67 | 23.8 | 22.6 | 24.1 | 22.5 | 17.25 | 0.05 | 0.03 | N | North | ID | C3&4: Waiting for Gates No. 2 500/230 kV Transformer and possibly other
MTNPOS_1_UNIT | Kern | MT.POSO COGENERATION CO. | 45.55 | 34.23 | 26.65 | 32.71 | 24.97 | 28.45 | 29.28 | 31.12 | 30.58 | 18.74 | 31.18 | 26.96 | Y | North | FC
MTWIND_1_UNIT 1 | LA Basin | Mountain View Power Project I | 0.64 | 4.46 | 7.27 | 5.48 | 16.92 | 24.85 | 7.81 | 6.49 | 3.89 | 2.9 | 1.53 | 1.07 | N | South | FC
MTWIND_1_UNIT 2 | LA Basin | Mountain View Power Project II | 0.29 | 2.15 | 3.45 | 2.61 | 8.8 | 12.1 | 3.54 | 2.95 | 1.69 | 1.34 | 0.76 | 0.49 | N | South | FC
MTWIND_1_UNIT 3 | LA Basin | Mountain View Power Project III | 0.3 | 2.29 | 3.81 | 2.88 | 8.89 | 10.94 | 3.26 | 2.41 | 1.6 | 1.51 | 0.82 | 0.57 | N | South | FC
NAROW1_2_UNIT | Sierra | NARROWS PH 1 UNIT | 9.56 | 10.49 | 10.3 | 9.35 | 10.8 | 8.34 | 10.53 | 9.59 | 10.9 | 7.42 | 2.74 | 4.2 | Y | North | FC
NAROW2_2_UNIT | Sierra | Narrows Powerhouse Unit 2 | 18.9 | 16.44 | 28.13 | 38.98 | 38.61 | 39.73 | 39.68 | 28.51 | 0.09 | 2.64 | 8.64 | 29.71 | Y | North | FC
NAVYII_2_UNITS | CAISO System | COSO POWER DEVELOPER (NAVY II) AGGREGATE | 58.05 | 56.23 | 49.22 | 54.98 | 52.82 | 40.92 | 37.54 | 39.3 | 39.61 | 54.47 | 54.32 | 53.29 | N | South | FC
NCPA_7_GP1UN1 | NCNB | NCPA GEO PLANT 1 UNIT 1 | 31 | 31 | 31 | 31 | 31 | 31 | 31 | 31 | 31 | 31 | 31 | 31 | Y | North | FC
NCPA_7_GP1UN2 | NCNB | NCPA GEO PLANT 1 UNIT 2 | 28 | 28 | 28 | 28 | 28 | 28 | 28 | 28 | 28 | 30.14 | 29.72 | 28 | Y | North | FC
NCPA_7_GP2UN3 | NCNB | NCPA GEO PLANT 2 UNIT 3 | 0.74 | 0.81 | 0.67 | 0.67 | 0.75 | 0.77 | 0.72 | 0.77 | 0.86 | 0.99 | 1.4 | 1.61 | Y | North | FC
NCPA_7_GP2UN4 | NCNB | NCPA GEO PLANT 2 UNIT 4 | 52.73 | 52.73 | 52.73 | 52.73 | 52.73 | 52.73 | 52.73 | 52.73 | 52.73 | 52.73 | 52.73 | 52.73 | Y | North | FC
NEENCH_6_SOLAR | Big Creek-Ventura | Alpine Solar | 0.18 | 0.98 | 4.99 | 56.67 | 50.45 | 49.09 | 44.29 | 51.71 | 48.89 | 37.57 | 0.1 | 0.08 | N | South | FC
NEWARK_1_QF | Bay Area | NEWARK 1 QF | 0.06 | 0.06 | 0.05 | 0.04 | 0.03 | 0.03 | 0.02 | 0.02 | 0.03 | 0.04 | 0.04 | 0.04 | N | North | FC
NHOGAN_6_UNITS | CAISO System | NEW HOGAN PH AGGREGATE | 0.01 | 0.03 | 0.2 | 0.46 | 0.75 | 0.48 | 0.35 | 0.26 | 0.07 | 0.07 | 0.03 | 0 | N | North | FC
NIMTG_6_NIQF | San Diego-IV | NORTH ISLAND QF | 34.34 | 34.4 | 23.75 | 32.31 | 35.27 | 34.73 | 34.85 | 34.98 | 35.09 | 33.2 | 32.16 | 36.77 | N | South | FC
NWCSTL_7_UNIT 1 | Sierra | NEWCASTLE HYDRO | 4.84 | 5.71 | 4.33 | 2.84 | 1.1 | 0.94 | 0.37 | 0 | 0.98 | 0.28 | 0 | 0 | Y | North | FC
NZWIND_2_WDSTR5 | CAISO System | Windstream 6111 | 0.15 | 0.69 | 1.04 | 1.25 | 2.07 | 1.68 | 1.19 | 1.11 | 0.72 | 0.41 | 0.25 | 0.29 | N | South | FC
NZWIND_6_CALWND | CAISO System | Wind Resource I | 0.14 | 0.67 | 0.83 | 0.95 | 1.95 | 2 | 0.87 | 1.01 | 0.82 | 0.5 | 0.18 | 0.38 | N | South | FC
NZWIND_6_WDSTR | CAISO System | Windstream 6039 | 0.12 | 0.55 | 0.79 | 0.98 | 1.25 | 1.12 | 0.71 | 0.72 | 0.47 | 0.28 | 0.22 | 0.37 | N | South | FC
NZWIND_6_WDSTR2 | CAISO System | Windstream 6040 | 0.13 | 0.61 | 0.84 | 1.02 | 1.76 | 1.41 | 0.96 | 0.97 | 0.6 | 0.28 | 0.21 | 0.32 | N | South | FC
NZWIND_6_WDSTR3 | CAISO System | Windstream 6041 | 0.11 | 0.5 | 0.73 | 0.93 | 1.57 | 1.21 | 0.81 | 0.82 | 0.51 | 0.31 | 0.21 | 0.3 | N | South | FC
NZWIND_6_WDSTR4 | CAISO System |  | 0.16 | 0.74 | 1.11 | 1.35 | 2.23 | 1.8 | 1.28 | 1.19 | 0.77 | 0.44 | 0.27 | 0.43 | N | South | FC
OAK C_1_EBMUD | Bay Area | MWWTP PGS 1 - ENGINES | 1.69 | 1.73 | 1.95 | 1.76 | 1.89 | 1.59 | 1.55 | 1.51 | 1.9 | 2.32 | 1.64 | 1.47 | N | North | FC
OAK C_7_UNIT 1 | Bay Area | OAKLAND STATION C GT UNIT 1 | 55 | 55 | 55 | 55 | 55 | 55 | 55 | 55 | 55 | 55 | 55 | 55 | Y | North | FC
OAK C_7_UNIT 2 | Bay Area | OAKLAND STATION C GT UNIT 2 | 55 | 55 | 55 | 55 | 55 | 55 | 55 | 55 | 55 | 55 | 55 | 55 | Y | North | FC
OAK C_7_UNIT 3 | Bay Area | OAKLAND STATION C GT UNIT 3 | 55 | 55 | 55 | 55 | 55 | 55 | 55 | 55 | 55 | 55 | 55 | 55 | Y | North | FC
OAKWD_6_ZEPHWD | CAISO System | Zephyr Park | 0.06 | 0.35 | 0.4 | 0.53 | 0.73 | 0.74 | 0.45 | 0.53 | 0.32 | 0.17 | 0.1 | 0.13 | N | South | FC
OASIS_6_CREST | Big Creek-Ventura | [13 empty] | N | South | EO | bar: JAN to DEC
OASIS_6_SOLAR1 | Big Creek-Ventura | Morgan Lancaster I Generating Facility | [12 empty] | N | South | EO | bar: JAN to DEC
OASIS_6_SOLAR2 | Big Creek-Ventura | Oasis Solar | 0.05 | 0.29 | 1.36 | 15.96 | 15.11 | 15.87 | 15.07 | 16.07 | 15 | 11.5 | 0.03 | 0.02 | N | South | FC
OCTILO_5_WIND | San Diego-IV | Ocotillo Wind Energy Facility | 3.38 | 25.14 | 32.71 | 35.67 | 54.42 | 50.5 | 30.59 | 16.34 | 15.83 | 13.12 | 7.88 | 7.46 | N | South | FC
OGROVE_6_PL1X2 | San Diego-IV | Orange Grove Energy Center | 96 | 96 | 96 | 96 | 96 | 96 | 96 | 96 | 96 | 96 | 96 | 96 | Y | South | FC
OILFLD_7_QFUNTS | CAISO System | Nacimiento Hydroelectric Plant | 0.07 | 0.11 | 0.1 | 0.1 | 0.1 | 0.1 | 0.09 | 0.11 | 0.82 | 0.43 | 0.06 | 0.04 | N | North | FC
OLDRIV_6_BIOGAS | Kern | Bidart Old River 1 | 1.36 | 1.25 | 1.1 | 1.14 | 1.29 | 1.46 | 1.29 | 1.38 | 1.37 | 1.26 | 1.24 | 1.26 | N | North | ID | 14DGD: Waiting for Gates No. 2 500/230 kV Transformer and possibly other
OLDRV1_6_SOLAR | Kern | Old River One | 0.06 | 0.33 | 1.36 | 17.12 | 16.09 | 17.2 | 16.84 | 16.67 | 15.38 | 11.57 | 0.03 | 0.02 | N | North | ID | C3&4: Waiting for Gates No. 2 500/230 kV Transformer and possibly other
OLINDA_2_COYCRK | LA Basin | MWD Coyote Creek Hydroelectric Recovery | 3.13 | 3.13 | 3.13 | 3.13 | 3.13 | 3.13 | 3.13 | 3.13 | 3.13 | 3.13 | 3.13 | 3.13 | Y | South | FC
OLINDA_2_LNDFL2 | LA Basin | Brea Power II | 20.24 | 22.64 | 22.84 | 21.94 | 17.92 | 20.13 | 20.38 | 20.61 | 19.83 | 23.93 | 24.25 | 23.65 | N | South | FC
OLINDA_2_QF | LA Basin | OLINDA QFS | 0.03 | 0.04 | 0.07 | 0.07 | 0.03 | 0 | 0.04 | 0.06 | 0.08 | 0.08 | 0.06 | 0.03 | N | South | FC
OLINDA_7_LNDFIL | LA Basin | OLINDA_7_LNDFIL | 0.16 | 0.32 | 0.02 | 0.01 | 0.15 | 0.2 | 0 | 0.05 | 0 | 0 | 0 | 0.63 | N | South | FC
OLIVEP_1_SOLAR | CAISO System | White River Solar | 0.05 | 0.4 | 1.53 | 18.76 | 19.09 | 19.48 | 20 | 19.8 | 18.34 | 13.31 | 0.03 | 0.02 | N | North | ID | C3&4: Waiting for Gates No. 2 500/230 kV Transformer and possibly other
OLIVEP_1_SOLAR2 | CAISO System | White River West | 0.05 | 0.33 | 1.37 | 16.98 | 16.74 | 17.05 | 16.85 | 17.19 | 15.64 | 12.05 | 0.03 | 0.02 | N | North | FC
OLSEN_2_UNIT | CAISO System | OLSEN POWER PARTNERS | 0.48 | 0.44 | 1.06 | 1.38 | 0.29 | 0.05 | 0 | 0 | 0 | 0 | 0.04 | 0.99 | N | North | FC
OMAR_2_UNIT 1 | Big Creek-Ventura | KERN RIVER COGENERATION CO. UNIT 1 | 77.1 | 77.1 | 77.1 | 77.1 | 77.1 | 77.1 | 77.1 | 77.1 | 77.1 | 77.1 | 77.1 | 77.1 | Y | South | FC
OMAR_2_UNIT 2 | Big Creek-Ventura | KERN RIVER COGENERATION CO. UNIT 2 | 77.25 | 77.25 | 77.25 | 77.25 | 77.25 | 77.25 | 77.25 | 77.25 | 77.25 | 77.25 | 77.25 | 77.25 | Y | South | FC
OMAR_2_UNIT 3 | Big Creek-Ventura | KERN RIVER COGENERATION CO. UNIT 3 | 77.25 | 77.25 | 77.25 | 77.25 | 77.25 | 77.25 | 77.25 | 77.25 | 77.25 | 77.25 | 77.25 | 77.25 | Y | South | FC
OMAR_2_UNIT 4 | Big Creek-Ventura | KERN RIVER COGENERATION CO. UNIT 4 | 77.25 | 77.25 | 77.25 | 77.25 | 77.25 | 77.25 | 77.25 | 77.25 | 77.25 | 77.25 | 77.25 | 77.25 | Y | South | FC
ONLLPP_6_UNITS | Fresno | O'NEILL PUMP-GEN (AGGREGATE) | 0.03 | 0.4 | 0 | 0.52 | 1.95 | 2.92 | 0.65 | 0.37 | 0 | 0.03 | 0 | 0 | Y | North | FC
ORLND_6_HIGHLI | CAISO System | High Line Canal Hydro | 0.1 | 0.1 | 0.1 | 0.11 | 0.16 | 0.12 | 0.1 | 0.12 | 0.07 | 0.05 | 0.04 | 0.05 | N | North | FC
ORLND_6_SOLAR1 | CAISO System | Enerparc California 2 | 0 | 0.02 | 0.1 | 1.2 | 1.13 | 1.19 | 1.13 | 1.21 | 1.13 | 0.86 | 0 | 0 | N | North | ID | 14DGD - Waiting for Contra Costa 230 kV Switch Replacement Project, Q258 SPS and possibly other
ORMOND_7_UNIT 1 | Big Creek-Ventura | ORMOND BEACH GEN STA. UNIT 1 | 741.27 | 741.27 | 741.27 | 741.27 | 741.27 | 741.27 | 741.27 | 741.27 | 741.27 | 741.27 | 741.27 | 741.27 | Y | South | FC
ORMOND_7_UNIT 2 | Big Creek-Ventura | ORMOND BEACH GEN STA. UNIT 2 | 775 | 775 | 775 | 775 | 775 | 775 | 775 | 775 | 775 | 775 | 775 | 775 | Y | South | FC
OROVIL_6_UNIT | Sierra | Oroville Cogeneration, LP | 7.5 | 7.5 | 7.5 | 7.5 | 7.5 | 7.5 | 7.5 | 7.5 | 7.5 | 7.5 | 7.5 | 7.5 | Y | North | FC
OSO_6_NSPIN | Big Creek-Ventura | OSO_6_NSPIN | 18 | 18 | 18 | 18 | 18 | 18 | 18 | 18 | 18 | 18 | 18 | 18 | N | South | FC
OTAY_6_LNDFL5 | San Diego-IV | Otay 5 | [12 empty] | N | South | EO | bar: JAN to DEC
OTAY_6_LNDFL6 | San Diego-IV | Otay 6 | [12 empty] | N | South | EO | bar: JAN to DEC
OTAY_6_PL1X2 | San Diego-IV | Chula Vista Energy Center, LLC | 35.5 | 35.5 | 35.5 | 35.5 | 35.5 | 35.5 | 35.5 | 35.5 | 35.5 | 35.5 | 35.5 | 35.5 | Y | South | FC
OTAY_6_UNITB1 | San Diego-IV | OTAY LANDFILL UNITS AGGREGATE | 2.29 | 2.25 | 2.59 | 2.56 | 2.44 | 2.32 | 2.27 | 2.38 | 2.36 | 2.6 | 2.45 | 2.17 | N | South | FC
OTAY_7_UNITC1 | San Diego-IV | Otay 3 | 2.61 | 2.18 | 2.68 | 2.67 | 2.48 | 2.06 | 1.6 | 1.78 | 1.95 | 2.18 | 2.59 | 2.67 | N | South | FC
OTMESA_2_PL1X3 | San Diego-IV | OTAY MESA ENERGY CENTER | 603.6 | 603.6 | 603.6 | 603.6 | 603.6 | 603.6 | 603.6 | 603.6 | 603.6 | 603.6 | 603.6 | 603.6 | Y | South | FC
OXBOW_6_DRUM | Sierra | OXBOW HYDRO | 6 | 6 | 6 | 6 | 6 | 6 | 6 | 6 | 6 | 6 | 6 | 6 | Y | North | FC
OXMTN_6_LNDFIL | Bay Area | Ox Mountain Landfill Generating Plant | 10.48 | 10.05 | 9.82 | 9.28 | 8.95 | 9.33 | 9.5 | 9.02 | 9.52 | 9.69 | 10.07 | 10.34 | N | North | FC
PACLUM_6_UNIT | Humboldt | PACIFIC LUMBER (HUMBOLDT) | 0 | 0 | 0 | 0.07 | 12.07 | 12.89 | 13.64 | 13.65 | 14.9 | 13.73 | 7.99 | 3.06 | N | North | FC
PADUA_2_ONTARO | LA Basin | ONTARIO/SIERRA HYDRO PSP | 0.21 | 0.24 | 0.3 | 0.36 | 0.31 | 0.24 | 0.19 | 0.12 | 0.11 | 0.12 | 0.13 | 0.17 | N | South | FC
PADUA_2_SOLAR1 | LA Basin | Kona Solar - Rancho DC #1 | [12 empty] | N | South | EO | bar: JAN to DEC
PADUA_6_MWDSDM | LA Basin | San Dimas Hydroelectric Recovery Plant | 2.8 | 4.2 | 7 | 4.63 | 6.16 | 6.05 | 2.9 | 3.71 | 3.51 | 9.9 | 9.9 | 8.7 | Y | South | FC
PADUA_6_QF | LA Basin | PADUA QFS | 0.23 | 0.19 | 0.31 | 0.38 | 0.49 | 0.55 | 0.37 | 0.31 | 0.32 | 0.31 | 0.26 | 0.07 | N | South | FC
PADUA_7_SDIMAS | LA Basin | San Dimas Wash Hydro | 0 | 0 | 0 | 0 | 1.05 | 1.05 | 1.05 | 1.05 | 1.05 | 0 | 0 | 0 | Y | South | FC
PALALT_7_COBUG | Bay Area | Cooperatively Owned Back Up Generator | 4.5 | 4.5 | 4.5 | 4.5 | 4.5 | 4.5 | 4.5 | 4.5 | 4.5 | 4.5 | 4.5 | 4.5 | N | North | FC
PALOMR_2_PL1X3 | San Diego-IV | Palomar Energy Center | 565.61 | 565.61 | 565.61 | 565.61 | 565.61 | 565.61 | 565.61 | 565.61 | 565.61 | 565.61 | 565.61 | 565.61 | Y | South | FC
PANDOL_6_UNIT | Big Creek-Ventura | Covanta Delano, Inc. | 36.95 | 41.36 | 34.78 | 38.68 | 30.5 | 32.96 | 46.38 | 46.64 | 46.12 | 36.85 | 45.87 | 43.93 | Y | South | FC
PANSEA_1_PANARO | LA Basin | Mesa Wind Project | 0.09 | 0.43 | 1.45 | 0.87 | 2.54 | 5.28 | 0.5 | 0.18 | 0.11 | 0.09 | 0.09 | 0.04 | N | South | FC
PARDEB_6_UNITS | CAISO System | Pardee Power House | 18.13 | 17.75 | 13.34 | 17.14 | 19.38 | 13.99 | 12.74 | 6.98 | 5.65 | 12.33 | 5.93 | 13.31 | Y | North | FC
PEABDY_2_LNDFIL | CAISO System | G2 Energy Hay Road Power Plant | 1.13 | 1.29 | 1.4 | 1.13 | 1.27 | 1.23 | 1.29 | 1.42 | 1.27 | 1.45 | 1.42 | 1.44 | N | North | ID | 15DGD: Waiting for Contra Costa Sub 230 kV Switch Replacement, Q258 SPS and possibly other
PEABDY_2_LNDFL1 | CAISO System | Potrero Hills Energy | 6.29 | 5.79 | 6.08 | 5.38 | 5.6 | 6.39 | 6.48 | 6.48 | 6.38 | 5.92 | 5.88 | 6.1 | N | North | ID | C3&4: Waiting for Contra Costa Sub 230 kV Switch Replacement, Q258 SPS and possibly other
PEARBL_2_NSPIN | CAISO System | PEARBL_2_NSPIN | 42 | 21 | 42 | 46 | 46 | 46 | 46 | 46 | 46 | 46 | 46 | 46 | N | South | FC
PEORIA_1_SOLAR | Stockton | Sonora 1 | 0.01 | 0.02 | 0.1 | 1.35 | 1.39 | 1.43 | 1.32 | 1.35 | 1.14 | 0.89 | 0 | 0 | N | North | FC
PGCC_1_PDRP01 | CAISO System | PDR-F PGCC | 0.35 | 0.35 | 0.35 | 0.35 | 0.35 | 0.35 | 0.35 | 0.35 | 0.35 | 0.35 | 0.35 | 0.35 | Y | North | FC
PGCC_1_PDRP02 | CAISO System | PGCC_1_PDRP02 | 0.1 | 0.1 | 0.1 | 0.1 | 0.1 | 0.1 | 0.1 | 0.1 | 0.1 | 0.1 | 0.1 | 0.1 | Y | North | FC
PGEB_2_PDRP01 | CAISO System | PDR-B PGEB | 0.78 | 0.78 | 0.78 | 0.78 | 0.78 | 0.78 | 0.78 | 0.78 | 0.78 | 0.78 | 0.78 | 0.78 | Y | North | FC
PGEB_2_PDRP02 | CAISO System | PDR-C PGEB | 0.1 | 0.1 | 0.1 | 0.1 | 0.1 | 0.1 | 0.1 | 0.1 | 0.1 | 0.1 | 0.1 | 0.1 | Y | North | FC
PGEB_2_PDRP03 | CAISO System | PDR-A PGEB | 0 | 0 | 0 | 0 | 0 | 0 | 0 | 0 | 0 | 0 | 0 | 0 | Y | North | FC
PGEB_2_PDRP04 | CAISO System | PGEB_2_PDRP04 | 0.45 | 0.45 | 0.45 | 0.45 | 0.45 | 0.45 | 0.45 | 0.45 | 0.45 | 0.45 | 0.45 | 0.45 | Y | North | FC
PGF1_2_PDRP01 | CAISO System | PDR-F PGF1 | 3.85 | 3.85 | 3.85 | 3.85 | 3.85 | 3.85 | 3.85 | 3.85 | 3.85 | 3.85 | 3.85 | 3.85 | Y | North | FC
PGF1_2_PDRP02 | CAISO System | PDR-D PGF1 LEDF | 1.5 | 1.5 | 1.5 | 1.5 | 1.5 | 1.5 | 1.5 | 1.5 | 1.5 | 1.5 | 1.5 | 1.5 | Y | North | FC
PGF1_2_PDRP03 | CAISO System | PGF1_2_PDRP03 | 0.35 | 0.35 | 0.35 | 0.35 | 0.35 | 0.35 | 0.35 | 0.35 | 0.35 | 0.35 | 0.35 | 0.35 | Y | North | FC
PGFG_1_PDRP01 | CAISO System | PDR-F PGFG SEL1 | 0.1 | 0.1 | 0.1 | 0.1 | 0.1 | 0.1 | 0.1 | 0.1 | 0.1 | 0.1 | 0.1 | 0.1 | Y | North | FC
PGFG_1_PDRP02 | CAISO System | PDR-F PGFG SEL1 | 0.2 | 0.2 | 0.2 | 0.2 | 0.2 | 0.2 | 0.2 | 0.2 | 0.2 | 0.2 | 0.2 | 0.2 | Y | North | FC
PGLP_2_PDRP02 | CAISO System | PGLP_2_PDRP02 | 0.2 | 0.2 | 0.2 | 0.2 | 0.2 | 0.2 | 0.2 | 0.2 | 0.2 | 0.2 | 0.2 | 0.2 | Y | North | FC
PGNV_1_PDRP01 | CAISO System | PGNV_1_PDRP01 | 0.15 | 0.15 | 0.15 | 0.15 | 0.15 | 0.15 | 0.15 | 0.15 | 0.15 | 0.15 | 0.15 | 0.15 | Y | North | FC
PGP2_2_PDRP01 | CAISO System | PDR-C PGP2 | 0.1 | 0.1 | 0.1 | 0.1 | 0.1 | 0.1 | 0.1 | 0.1 | 0.1 | 0.1 | 0.1 | 0.1 | Y | North | FC
PGP2_2_PDRP04 | CAISO System | PDR-F PGP2 | 0.15 | 0.15 | 0.15 | 0.15 | 0.15 | 0.15 | 0.15 | 0.15 | 0.15 | 0.15 | 0.15 | 0.15 | Y | North | FC
PGP2_2_PDRP05 | CAISO System | PGP2_2_PDRP05 | 0.45 | 0.45 | 0.45 | 0.45 | 0.45 | 0.45 | 0.45 | 0.45 | 0.45 | 0.45 | 0.45 | 0.45 | Y | North | FC
PGSA_2_PDRP01 | CAISO System | PDR-F PGSA SEES | 0.2 | 0.2 | 0.2 | 0.2 | 0.2 | 0.2 | 0.2 | 0.2 | 0.2 | 0.2 | 0.2 | 0.2 | Y | North | FC
PGSA_2_PDRP02 | CAISO System | PDR-D PGSA | 1.5 | 1.5 | 1.5 | 1.5 | 1.5 | 1.5 | 1.5 | 1.5 | 1.5 | 1.5 | 1.5 | 1.5 | Y | North | FC
PGSA_2_PDRP03 | CAISO System | PGSA_2_PDRP03 | 0.2 | 0.2 | 0.2 | 0.2 | 0.2 | 0.2 | 0.2 | 0.2 | 0.2 | 0.2 | 0.2 | 0.2 | Y | North | FC
PGSB_1_PDRP02 | CAISO System | PDR-C PGSB | 0.1 | 0.1 | 0.1 | 0.1 | 0.1 | 0.1 | 0.1 | 0.1 | 0.1 | 0.1 | 0.1 | 0.1 | Y | North | FC
PGSB_1_PDRP03 | CAISO System | PDR-F PGSB SEL1 | 0.13 | 0.13 | 0.13 | 0.13 | 0.13 | 0.13 | 0.13 | 0.13 | 0.13 | 0.13 | 0.13 | 0.13 | Y | North | FC
PGSB_1_PDRP04 | CAISO System | PGSB_1_PDRP04 | 0.2 | 0.2 | 0.2 | 0.2 | 0.2 | 0.2 | 0.2 | 0.2 | 0.2 | 0.2 | 0.2 | 0.2 | Y | North | FC
PGSB_1_PDRP05 | CAISO System | PDR-F PGSB SEES | 0.96 | 0.96 | 0.96 | 0.96 | 0.96 | 0.96 | 0.96 | 0.96 | 0.96 | 0.96 | 0.96 | 0.96 | Y | North | FC
PGSB_1_PDRP06 | CAISO System | PDR-F PGSB | 0.96 | 0.96 | 0.96 | 0.96 | 0.96 | 0.96 | 0.96 | 0.96 | 0.96 | 0.96 | 0.96 | 0.96 | Y | North | FC
PGSB_1_PDRP07 | CAISO System | PDR-B PGSB | 0.14 | 0.14 | 0.14 | 0.14 | 0.14 | 0.14 | 0.14 | 0.14 | 0.14 | 0.14 | 0.14 | 0.14 | Y | North | FC
PGSF_2_PDRP01 | CAISO System | PDR-F PGSF SEES | 0.55 | 0.55 | 0.55 | 0.55 | 0.55 | 0.55 | 0.55 | 0.55 | 0.55 | 0.55 | 0.55 | 0.55 | Y | North | FC
PGSF_2_PDRP02 | CAISO System | PDR-F PGSF | 0.33 | 0.33 | 0.33 | 0.33 | 0.33 | 0.33 | 0.33 | 0.33 | 0.33 | 0.33 | 0.33 | 0.33 | Y | North | FC
PGST_2_PDRP01 | CAISO System | PGST_2_PDRP01 | 0.12 | 0.12 | 0.12 | 0.12 | 0.12 | 0.12 | 0.12 | 0.12 | 0.12 | 0.12 | 0.12 | 0.12 | Y | North | FC
PHOENX_1_UNIT | Stockton | PHOENIX PH | 1.03 | 0.77 | 1.08 | 1.47 | 1.41 | 1.14 | 1.31 | 1.35 | 1.27 | 1.16 | 1.01 | 0.94 | Y | North | FC
PINFLT_7_UNITS | Fresno | PINE FLAT HYDRO AGGREGATE | 0 | 0 | 23.55 | 42.38 | 74.73 | 134.84 | 128.18 | 66 | 30.3 | 8.09 | 0 | 0 | Y | North | FC
PIT1_6_FRIVRA | CAISO System | Fall River Mills Project A | [12 empty] | N | North | EO | bar: JAN to DEC
PIT1_7_UNIT 1 | CAISO System | PIT PH 1 UNIT 1 | 30.5 | 30.5 | 30.5 | 30.5 | 30.5 | 30.5 | 30.5 | 30.5 | 30.5 | 30.5 | 30.5 | 30.5 | Y | North | FC
PIT1_7_UNIT 2 | CAISO System | PIT PH 1 UNIT 2 | 30.5 | 30.5 | 30.5 | 30.5 | 30.5 | 30.5 | 30.5 | 30.5 | 30.5 | 30.5 | 30.5 | 30.5 | Y | North | FC
PIT3_7_PL1X3 | CAISO System | PIT PH 3 UNITS 1, 2 & 3 AGGREGATE | 70.6 | 70.6 | 70.6 | 70.6 | 70.6 | 70.6 | 70.6 | 70.6 | 70.6 | 70.6 | 70.6 | 70.6 | Y | North | FC
PIT4_7_PL1X2 | CAISO System | PIT PH 4 UNITS 1 & 2 AGGREGATE | 95 | 95 | 95 | 95 | 95 | 95 | 95 | 95 | 95 | 95 | 95 | 95 | Y | North | FC
PIT5_7_PL1X2 | CAISO System | PIT PH 5 UNITS 1 & 2 AGGREGATE | 80 | 80 | 80 | 80 | 80 | 80 | 80 | 80 | 80 | 80 | 80 | 80 | Y | North | FC
PIT5_7_PL3X4 | CAISO System | PIT PH 5 UNITS 3 & 4 AGGREGATE | 80 | 80 | 80 | 80 | 80 | 80 | 80 | 80 | 80 | 80 | 80 | 80 | Y | North | FC
PIT5_7_QFUNTS | CAISO System | PIT 5 HYDRO QF UNITS | 0.24 | 0.44 | 0.71 | 0.66 | 0.28 | 0.2 | 0.16 | 0.16 | 0.15 | 0.13 | 0.14 | 0.4 | N | North | FC
PIT6_7_UNIT 1 | CAISO System | PIT PH 6 UNIT 1 | 39 | 39 | 39 | 39 | 39 | 39 | 39 | 39 | 39 | 39 | 39 | 39 | Y | North | FC
PIT6_7_UNIT 2 | CAISO System | PIT PH 6 UNIT 2 | 40 | 40 | 40 | 40 | 40 | 40 | 40 | 40 | 40 | 40 | 40 | 40 | Y | North | FC
PIT7_7_UNIT 1 | CAISO System | PIT PH 7 UNIT 1 | 54 | 54 | 54 | 54 | 54 | 54 | 54 | 54 | 54 | 54 | 54 | 54 | Y | North | FC
PIT7_7_UNIT 2 | CAISO System | PIT PH 7 UNIT 2 | 54 | 54 | 54 | 54 | 54 | 54 | 54 | 54 | 54 | 54 | 54 | 54 | Y | North | FC
PITTSP_7_UNIT 5 | Bay Area | PITTSBURG UNIT 5 | 312 | 312 | 312 | 312 | 312 | 312 | 312 | 312 | 312 | 312 | 312 | 312 | Y | North | FC
PITTSP_7_UNIT 6 | Bay Area | PITTSBURG UNIT 6 | 317 | 317 | 317 | 317 | 317 | 317 | 317 | 317 | 317 | 317 | 317 | 317 | Y | North | FC
PITTSP_7_UNIT 7 | Bay Area | PITTSBURG UNIT 7 | 530 | 530 | 530 | 530 | 530 | 530 | 530 | 530 | 530 | 530 | 530 | 530 | Y | North | FC
PLACVL_1_CHILIB | Sierra | Chili Bar Hydro | 3.39 | 2.34 | 4.01 | 6.25 | 6.21 | 3.94 | 3.73 | 3.88 | 2.57 | 2.33 | 0.81 | 1.8 | Y | North | FC
PLACVL_1_RCKCRE | Sierra | PLACER UNIT (ROCK CREEK) | 0.07 | 0.13 | 0.16 | 0.08 | 0 | 0 | 0 | 0 | 0 | 0 | 0 | 0.08 | N | North | FC
PLAINV_6_BSOLAR | Big Creek-Ventura | Western Antelope Blue Sky Ranch A | [12 empty] | N | South | EO | bar: JAN to DEC
PLAINV_6_SOLAR3 | Big Creek-Ventura | Sierra Solar Greenworks | [12 empty] | N | South | EO | bar: JAN to DEC
PLAINV_6_SOLARC | Big Creek-Ventura | Central Antelope Dry Ranch C | [12 empty] | N | South | EO | bar: JAN to DEC
PLSNTG_7_LNCLND | Sierra | Lincoln Landfill Power Plant | 3.62 | 3.54 | 4 | 3.92 | 3.9 | 3.74 | 3.4 | 3.2 | 2.91 | 3.28 | 3.41 | 3.77 | N | North | ID | 15DGD: Waiting for Lodi-Eight Mile 230 kV Line Reconductoring and possibly other
PMDLET_6_SOLAR1 | Big Creek-Ventura | SEPV Palmdale East | 0.03 | 0.15 | 0.68 | 7.98 | 7.56 | 7.93 | 7.53 | 8.2 | 7.63 | 5.68 | 0.02 | 0.01 | N | South | FC
PMPJCK_1_SOLAR1 | CAISO System | Pumpjack Solar I | 0.05 | 0.33 | 1.37 | 17.07 | 16.18 | 17 | 16.18 | 16.68 | 15.03 | 11.55 | 0.03 | 0.02 | N | North | ID | C3&4: Waiting for Gates No. 2 500/230 kV Transformer, Midway-Temblor 115 kV Line Reconductor and possibly other
PNCHEG_2_PL1X4 | CAISO System | PANOCHE ENERGY CENTER (Aggregated) | 380.96 | 380.96 | 380.96 | 380.96 | 380.96 | 380.96 | 380.96 | 380.96 | 380.96 | 380.96 | 380.96 | 380.96 | Y | North | FC
PNCHPP_1_PL1X2 | Fresno | Midway Peaking Aggregate | 111.16 | 111.16 | 111.16 | 111.16 | 111.16 | 111.16 | 111.16 | 111.16 | 111.16 | 111.16 | 111.16 | 111.16 | Y | North | FC
PNOCHE_1_PL1X2 | Fresno | Panoche Peaker | 49.97 | 49.97 | 49.97 | 49.97 | 49.97 | 49.97 | 49.97 | 49.97 | 49.97 | 49.97 | 49.97 | 49.97 | Y | North | FC
PNOCHE_1_UNITA1 | Fresno | CalPeak Power Panoche Unit 1 | 48 | 48 | 48 | 48 | 48 | 48 | 48 | 48 | 48 | 48 | 48 | 48 | Y | North | FC
POEPH_7_UNIT 1 | Sierra | POE HYDRO UNIT 1 | 60 | 60 | 60 | 60 | 60 | 60 | 60 | 60 | 60 | 60 | 60 | 60 | Y | North | FC
POEPH_7_UNIT 2 | Sierra | POE HYDRO UNIT 2 | 60 | 60 | 60 | 60 | 60 | 60 | 60 | 60 | 60 | 60 | 60 | 60 | Y | North | FC
POTTER_6_UNITS | NCNB | Potter Valley | 9.2 | 9.2 | 9.2 | 9.2 | 9.2 | 9.2 | 9.2 | 9.2 | 9.2 | 9.2 | 9.2 | 9.2 | Y | North | FC
POTTER_7_VECINO | NCNB | Vecino Vineyards LLC | 0.02 | 0.01 | 0 | 0 | 0.01 | 0 | 0 | 0 | 0 | 0 | 0 | 0 | N | North | FC
PRIMM_2_SOLAR1 | CAISO System | Silver State South | 0.65 | 3.68 | 17.06 | 199.55 | 188.9 | 198.37 | 188.36 | 200.86 | 187.53 | 143.77 | 0.4 | 0.26 | N | South | ID | Waiting for: Lugo-Victorville SPS.
PSWEET_1_STCRUZ | CAISO System | Santa Cruz Energy LLC | [12 empty] | Y | North | EO | bar: JAN to DEC
PSWEET_7_QFUNTS | CAISO System | PSWEET_7_QFUNTS | 0 | 0 | 0 | 0 | 0 | 0 | 0 | 0 | 0 | 0 | 0 | 0 | N | North | FC
PTLOMA_6_NTCCGN | San Diego-IV | AEI MCRD STEAM TURBINE | 1.56 | 1.8 | 1.81 | 1.26 | 2.07 | 2.2 | 2.16 | 2.07 | 1.94 | 1.78 | 1.98 | 1.95 | N | South | FC
PTLOMA_6_NTCQF | San Diego-IV | NTC/MCRD COGENERATION | 21.23 | 20.66 | 19.88 | 13.29 | 20.22 | 20.75 | 20.79 | 19.74 | 19.13 | 17.38 | 19.5 | 20.42 | N | South | FC
PUTHCR_1_SOLAR1 | CAISO System | Putah Creek Solar Farm | 0.01 | 0.04 | 0.15 | 1.69 | 1.62 | 1.74 | 1.52 | 1.63 | 1.57 | 1.14 | 0 | 0 | N | North | ID | AFC C5: Waiting for Contra Costa Sub 230 kV Switch Replacement, Q258 SPS and possibly other
PWEST_1_UNIT | LA Basin | PACIFIC WEST 1 WIND GENERATION | 0.03 | 0.17 | 0.29 | 0.2 | 0.64 | 0.76 | 0.21 | 0.2 | 0.13 | 0.11 | 0.06 | 0.02 | N | South | FC
RCKCRK_7_UNIT 1 | Sierra | ROCK CREEK HYDRO UNIT 1 | 57 | 57 | 57 | 57 | 57 | 57 | 57 | 57 | 57 | 57 | 57 | 57 | Y | North | FC
RCKCRK_7_UNIT 2 | Sierra | ROCK CREEK HYDRO UNIT 2 | 56.9 | 56.9 | 56.9 | 56.9 | 56.9 | 56.9 | 56.9 | 56.9 | 56.9 | 56.9 | 56.9 | 56.9 | Y | North | FC
RDWAY_1_CREST | CAISO System | [13 empty] | N | South | EO | bar: JAN to DEC
RECTOR_2_KAWEAH | Big Creek-Ventura | KAWEAH PH 2 & 3 PSP AGGREGATE | 0.33 | 0.74 | 2.8 | 3.77 | 4.82 | 3.18 | 0.67 | 0.01 | 0 | 0 | 0.81 | 0.89 | N | South | FC
RECTOR_2_KAWH 1 | Big Creek-Ventura | KAWEAH PH 1 UNIT 1 | 0.01 | 0.71 | 0.89 | 1.29 | 1.64 | 1.03 | 0.12 | 0.13 | 0 | 0 | 0.28 | 0.32 | N | South | FC
RECTOR_2_QF | Big Creek-Ventura | RECTOR QFS | 0.27 | 0.43 | 0 | 0 | 0.59 | 6.67 | 2.53 | 0 | 0 | 0 | 0 | 0.21 | N | South | FC
RECTOR_7_TULARE | Big Creek-Ventura | RECTOR_7_TULARE | 0 | 0 | 0 | 0 | 0 | 0 | 0 | 0 | 0 | 0 | 0 | 0 | N | South | FC
REDBLF_6_UNIT | CAISO System | RED BLUFF PEAKER PLANT | 44 | 44 | 44 | 44 | 44 | 44 | 44 | 44 | 44 | 44 | 44 | 44 | Y | North | FC
REDOND_7_UNIT 5 | LA Basin | REDONDO GEN STA. UNIT 5 | 178.87 | 178.87 | 178.87 | 178.87 | 178.87 | 178.87 | 178.87 | 178.87 | 178.87 | 178.87 | 178.87 | 178.87 | Y | South | FC
REDOND_7_UNIT 6 | LA Basin | REDONDO GEN STA. UNIT 6 | 175 | 175 | 175 | 175 | 175 | 175 | 175 | 175 | 175 | 175 | 175 | 175 | Y | South | FC
REDOND_7_UNIT 7 | LA Basin | REDONDO GEN STA. UNIT 7 | 505.96 | 505.96 | 505.96 | 505.96 | 505.96 | 505.96 | 505.96 | 505.96 | 505.96 | 505.96 | 505.96 | 505.96 | Y | South | FC
REDOND_7_UNIT 8 | LA Basin | REDONDO GEN STA. UNIT 8 | 495.9 | 495.9 | 495.9 | 495.9 | 495.9 | 495.9 | 495.9 | 495.9 | 495.9 | 495.9 | 495.9 | 495.9 | Y | South | FC
REEDLY_6_SOLAR | Fresno | Terzian | [12 empty] | N | North | EO | bar: JAN to DEC
RENWD_1_QF | LA Basin | Renwind re-powering project | 0.32 | 2.02 | 3.26 | 2.77 | 6.26 | 9 | 4.75 | 3.45 | 1.9 | 1.43 | 0.75 | 0.53 | N | South | FC
RHONDO_2_QF | LA Basin | RIO HONDO QFS | 0 | 0.01 | 0.04 | 0.01 | 0.08 | 0.14 | 0.21 | 0.21 | 0.1 | 0 | 0 | 0 | N | South | FC
RHONDO_6_PUENTE | LA Basin | Puente Hills GTE Facility Phase II | 0.01 | 0 | 0 | 0 | 0.07 | 0 | 0 | 0 | 0 | 0.01 | 0.07 | 0 | N | South | FC
RICHMN_7_BAYENV | Bay Area | BAY ENVIRONMENTAL (NOVE POWER) | 2.02 | 2.07 | 1.92 | 2.01 | 2.02 | 1.77 | 1.75 | 1.85 | 1.58 | 1.49 | 1.34 | 1.6 | N | North | FC
RIOBRV_6_UNIT 1 | CAISO System | KERN HYDRO (OLCESE) | 0 | 0 | 0 | 0.63 | 1.84 | 2.61 | 1.1 | 0.2 | 0 | 0 | 0 | 0 | N | North | FC
RIOOSO_1_QF | Sierra | SMALL QF AGGREGATION - GRASS VALLEY | 0.4 | 0.68 | 0.84 | 1 | 1.13 | 1.13 | 1.1 | 0.92 | 0.73 | 0.24 | 0.08 | 0.21 | N | North | FC
ROLLIN_6_UNIT | Sierra | ROLLINS HYDRO | 7.45 | 6.97 | 9.37 | 11.16 | 11.55 | 11.65 | 11.43 | 11.09 | 10.94 | 8.29 | 7.94 | 8.12 | Y | North | FC
ROSMDW_2_WIND1 | CAISO System | Pacific Wind - Phase 1 | 3.68 | 22.01 | 31.22 | 40.41 | 62.65 | 43.53 | 24.57 | 28.91 | 20.57 | 13.38 | 7.8 | 5.62 | N | South | FC
RSMSLR_6_SOLAR1 | Big Creek-Ventura | Rosamond One | 0.07 | 0.41 | 1.6 | 19.42 | 19.77 | 19.45 | 19.39 | 20 | 18.95 | 13.32 | 0.03 | 0.02 | N | South | FC
RSMSLR_6_SOLAR2 | Big Creek-Ventura | Rosamond Two | 0.06 | 0.4 | 1.44 | 17.21 | 17.55 | 17.31 | 16.95 | 17.54 | 16.3 | 11.55 | 0.04 | 0.02 | N | South | FC
RTREE_2_WIND1 | CAISO System | Rising Tree 1 | 1.6 | 9.75 | 12.82 | 12.69 | 18.58 | 18.02 | 11.71 | 14.6 | 8.82 | 5.33 | 3.71 | 4.52 | N | South | FC
RTREE_2_WIND2 | CAISO System | Rising Tree 2 | 0.39 | 2.26 | 3.27 | 3.26 | 6.21 | 4.84 | 3.17 | 3.43 | 1.95 | 1.32 | 0.88 | 1.06 | N | South | FC
RTREE_2_WIND3 | CAISO System | Rising Tree 3 | 2.4 | 10.79 | 16.26 | 19.68 | 32.55 | 26.31 | 15.81 | 18.33 | 11.53 | 7 | 4.85 | 5.8 | N | South | FC
RUSCTY_2_UNITS | Bay Area | Russell City Energy Center | 612.8 | 607.9 | 607.9 | 600.7 | 595.8 | 589.2 | 585.7 | 585.7 | 589.1 | 594.2 | 605.1 | 612.8 | Y | North | FC
RVRVEW_1_UNITA1 | Bay Area | Riverview Energy Center (GP Antioch) | 48.7 | 48.7 | 48.7 | 48.7 | 47.7 | 46 | 46 | 46 | 47 | 48.7 | 48.7 | 48.7 | Y | North | FC
RVSIDE_2_RERCU3 | LA Basin | Riverside Energy Res. Ctr Unit 3 | 48.5 | 48.5 | 48.5 | 48.5 | 48.5 | 48.5 | 48.5 | 48.5 | 48.5 | 48.5 | 48.5 | 48.5 | Y | South | FC
RVSIDE_2_RERCU4 | LA Basin | Riverside Energy Res. Ctr Unit 4 | 48.5 | 48.5 | 48.5 | 48.5 | 48.5 | 48.5 | 48.5 | 48.5 | 48.5 | 48.5 | 48.5 | 48.5 | Y | South | FC
RVSIDE_6_RERCU1 | LA Basin | Riverside Energy Res. Ctr Unit 1 | 48.35 | 48.35 | 48.35 | 48.35 | 48.35 | 48.35 | 48.35 | 48.35 | 48.35 | 48.35 | 48.35 | 48.35 | Y | South | FC
RVSIDE_6_RERCU2 | LA Basin | Riverside Energy Res. Ctr Unit 2 | 48.5 | 48.5 | 48.5 | 48.5 | 48.5 | 48.5 | 48.5 | 48.5 | 48.5 | 48.5 | 48.5 | 48.5 | Y | South | FC
RVSIDE_6_SOLAR1 | LA Basin | Tequesquite Landfill Solar Project | 0.02 | 0.11 | 0.51 | 5.99 | 5.67 | 5.95 | 5.65 | 6.03 | 5.63 | 4.31 | 0.01 | 0.01 | N | South | FC
RVSIDE_6_SPRING | LA Basin | SPRINGS GENERATION PROJECT AGGREGATE | 36 | 36 | 36 | 36 | 36 | 36 | 36 | 36 | 36 | 36 | 36 | 36 | Y | South | FC
S_RITA_6_SOLAR1 | Fresno | Sun Harvest Solar | [12 empty] | N | North | EO | bar: JAN to DEC
SALIRV_2_UNIT | CAISO System | SALINAS RIVER COGEN CO. | 34.63 | 33.09 | 32.55 | 23.29 | 19.37 | 32.15 | 31.7 | 32.17 | 31.6 | 31.96 | 34.59 | 31.21 | N | North | FC
SALTSP_7_UNITS | CAISO System | SALT SPRINGS HYDRO AGGREGATE | 33.82 | 33.72 | 34.18 | 34.94 | 36.51 | 37.92 | 37.97 | 37.57 | 37.26 | 36.85 | 36.27 | 35.26 | Y | North | FC
SAMPSN_6_KELCO1 | San Diego-IV | KELCO QUALIFYING FACILITY | 9.35 | 10.31 | 4.55 | 4.57 | 5.01 | 5.68 | 7.04 | 6.39 | 5.9 | 6.99 | 7.92 | 7.19 | N | South | FC
SANDLT_2_SUNITS | CAISO System | Mojave Solar | 0.73 | 5.57 | 19.38 | 220.29 | 184.87 | 165.03 | 205.92 | 222.58 | 210.53 | 149.48 | 1.05 | 0.53 | N | South | FC
SANITR_6_UNITS | LA Basin |  | 0.59 | 0.87 | 0.98 | 1.44 | 1.15 | 0.85 | 0.93 | 1.2 | 0.93 | 0.87 | 1.12 | 1.03 | N | South | FC
SANLOB_1_LNDFIL | CAISO System | Cold Canyon | [12 empty] | N | North | EO | bar: JAN to DEC
SANTFG_7_UNITS | NCNB | GEYSERS CALISTOGA AGGREGATE | 63 | 63 | 63 | 63 | 63 | 63 | 63 | 63 | 63 | 63 | 63 | 63 | Y | North | FC
SANTGO_2_LNDFL1 | LA Basin | Bowerman Power | 15.4 | 14.18 | 14.89 | 13.19 | 13.72 | 15.65 | 15.89 | 15.88 | 15.62 | 14.51 | 14.4 | 14.94 | N | South | FC
SANWD_1_QF | LA Basin | San Gorgonio Farms Wind Farm | 0.31 | 2.57 | 4.6 | 3.03 | 9.77 | 13.65 | 3.85 | 3.4 | 1.82 | 1.67 | 0.89 | 0.71 | N | South | FC
SARGNT_2_UNIT | CAISO System | SARGENT CANYON COGEN. COMPANY | 27.91 | 33.99 | 31.76 | 32.77 | 28.63 | 32.77 | 31.17 | 32.25 | 31.63 | 28.64 | 31.8 | 34.11 | N | North | FC
SAUGUS_2_TOLAND | Big Creek-Ventura | Toland Landfill gas to Energy Project | [12 empty] | N | South | EO | bar: JAN to DEC
SAUGUS_6_MWDFTH | Big Creek-Ventura | Foothill Hydroelectric Recovery Plant | 7.4 | 6.4 | 6.7 | 7.2 | 6.42 | 7.26 | 7.34 | 7.36 | 7.24 | 6.05 | 5.02 | 5.21 | Y | South | FC
SAUGUS_6_PTCHGN | Big Creek-Ventura | COUNTY OF LOS ANGELES -- PITCHLE | 20.19 | 19.88 | 15.66 | 9.3 | 16.32 | 19.62 | 19.75 | 19.3 | 19.18 | 18.82 | 20.91 | 20.08 | N | South | FC
SAUGUS_6_QF | Big Creek-Ventura | SAUGUS QFS | 0.44 | 0.05 | 0.44 | 0.4 | 0.45 | 0.63 | 0.69 | 0.63 | 0.6 | 0.65 | 0.48 | 0.37 | N | South | FC
SAUGUS_7_CHIQCN | Big Creek-Ventura | Chiquita Canyon Landfill Fac | 5.74 | 5.41 | 5.63 | 5.23 | 5.16 | 4.88 | 4.91 | 4.71 | 4.66 | 4.58 | 5.65 | 5.78 | N | South | FC
SAUGUS_7_LOPEZ | Big Creek-Ventura | MM Lopez Energy | 4.12 | 4.67 | 5.67 | 5.69 | 5.55 | 4.67 | 5.09 | 5.34 | 5.47 | 5.24 | 5.48 | 5.29 | Y | South | FC
SBERDO_2_PSP3 | LA Basin | Mountainview Gen Sta. Unit 3 | 484.5 | 484.5 | 484.5 | 484.5 | 484.5 | 484.5 | 484.5 | 484.5 | 484.5 | 484.5 | 484.5 | 484.5 | Y | South | PD to 484.5 | Increase of NQC from 484.5 MW to 500 MW is not studied in any deliverability assessment
SBERDO_2_PSP4 | LA Basin | Mountainview Gen Sta. Unit 4 | 484.5 | 484.5 | 484.5 | 484.5 | 484.5 | 484.5 | 484.5 | 484.5 | 484.5 | 484.5 | 484.5 | 484.5 | Y | South | PD to 484.5 | Increase of NQC from 484.5 MW to 500 MW is not studied in any deliverability assessment
SBERDO_2_QF | LA Basin | SAN BERADINO QFS | 0.26 | 0.25 | 0.21 | 0.16 | 0.14 | 0.11 | 0.11 | 0.12 | 0.14 | 0.09 | 0.22 | 0.24 | N | South | FC
SBERDO_2_REDLND | LA Basin | Redlands RT Solar | 0 | 0.01 | 0.08 | 0.96 | 1 | 1.09 | 0.56 | 0.64 | 0.88 | 0.66 | 0 | 0 | N | South | FC
SBERDO_2_RTS005 | LA Basin | SPVP005 Redlands RT Solar | 0 | 0.01 | 0.09 | 1.22 | 1.22 | 0.87 | 0.72 | 1.15 | 1.01 | 0.82 | 0 | 0 | N | South | FC
SBERDO_2_RTS007 | LA Basin | SPVP007 Redlands RT Solar | 0 | 0.01 | 0.1 | 1.41 | 1.23 | 1.4 | 0.92 | 1.03 | 1.19 | 0.83 | 0 | 0 | N | South | FC
SBERDO_2_RTS011 | LA Basin | SPVP011 | 0.03 | 0.21 | 0.09 | 1.17 | 1.87 | 1.84 | 0.65 | 0.91 | 0.93 | 0.73 | 0.46 | 0.05 | N | South | FC
SBERDO_2_RTS013 | LA Basin | SPVP013 | 0.06 | 0.02 | 0.09 | 1 | 1.78 | 1.03 | 0.86 | 0.87 | 0.94 | 1.14 | 0.61 | 0 | N | South | FC
SBERDO_2_RTS016 | LA Basin | SPVP016 Redlands RT Solar | 0.01 | 0.05 | 0.06 | 0.67 | 0.67 | 0.73 | 0.46 | 0.46 | 0.58 | 0.44 | 0.01 | 0.01 | N | South | FC
SBERDO_2_RTS048 | LA Basin | SPVP048 | [12 empty] | N | South | EO | bar: JAN to DEC
SBERDO_2_SNTANA | LA Basin | SANTA ANA PSP | 1.03 | 0.98 | 1.16 | 0.75 | 0.25 | 0.05 | 0.06 | 0 | 0.12 | 0.08 | 0.47 | 0.87 | N | South | FC
SBERDO_6_MILLCK | LA Basin | MILL CREEK PSP | 1.05 | 1.04 | 0.97 | 0.94 | 1.06 | 0.98 | 0.69 | 0.73 | 0.56 | 0.86 | 0.67 | 0.77 | N | South | FC
SCEC_1_PDRP26 | CAISO System | PDR-F SCEC | 2.34 | 2.34 | 2.34 | 2.34 | 2.34 | 2.34 | 2.34 | 2.34 | 2.34 | 2.34 | 2.34 | 2.34 | Y | South | FC
SCEC_1_PDRP27 | CAISO System | PDR-D SCEC LNE1 | 1.5 | 1.5 | 1.5 | 1.5 | 1.5 | 1.5 | 1.5 | 1.5 | 1.5 | 1.5 | 1.5 | 1.5 | Y | South | FC
SCEC_1_PDRP28 | CAISO System | PDR-C SCEC | 0.4 | 0.4 | 0.4 | 0.4 | 0.4 | 0.4 | 0.4 | 0.4 | 0.4 | 0.4 | 0.4 | 0.4 | Y | South | FC
SCEC_1_PDRP29 | CAISO System | PDR-B SCEC | 0.35 | 0.35 | 0.35 | 0.35 | 0.35 | 0.35 | 0.35 | 0.35 | 0.35 | 0.35 | 0.35 | 0.35 | Y | South | FC
SCEC_1_PDRP30 | CAISO System | SCEC_1_PDRP30 | 0.6 | 0.6 | 0.6 | 0.6 | 0.6 | 0.6 | 0.6 | 0.6 | 0.6 | 0.6 | 0.6 | 0.6 | Y | South | FC
SCEC_1_PDRP31 | CAISO System | SCEC_1_PDRP31 | 0.2 | 0.2 | 0.2 | 0.2 | 0.2 | 0.2 | 0.2 | 0.2 | 0.2 | 0.2 | 0.2 | 0.2 | Y | South | FC
SCEC_1_PDRP32 | CAISO System | SCEC_1_PDRP32 | 0.55 | 0.55 | 0.55 | 0.55 | 0.55 | 0.55 | 0.55 | 0.55 | 0.55 | 0.55 | 0.55 | 0.55 | Y | South | FC
SCEC_1_PDRP33 | CAISO System | PDR-A SCEC | 0.16 | 0.16 | 0.16 | 0.16 | 0.16 | 0.16 | 0.16 | 0.16 | 0.16 | 0.16 | 0.16 | 0.16 | Y | South | FC
SCEN_6_PDRP01 | CAISO System | SCEN_6_PDRP01 | 0.2 | 0.2 | 0.2 | 0.2 | 0.2 | 0.2 | 0.2 | 0.2 | 0.2 | 0.2 | 0.2 | 0.2 | Y | South | FC
SCEW_2_PDRP15 | CAISO System | PDR-F SCEW | 1.4 | 1.4 | 1.4 | 1.4 | 1.4 | 1.4 | 1.4 | 1.4 | 1.4 | 1.4 | 1.4 | 1.4 | Y | South | FC
SCEW_2_PDRP16 | CAISO System | PDR-D SCEW LNE1 | 1.5 | 1.5 | 1.5 | 1.5 | 1.5 | 1.5 | 1.5 | 1.5 | 1.5 | 1.5 | 1.5 | 1.5 | Y | South | FC
SCEW_2_PDRP17 | CAISO System | PDR-E SCEW | 0.1 | 0.1 | 0.1 | 0.1 | 0.1 | 0.1 | 0.1 | 0.1 | 0.1 | 0.1 | 0.1 | 0.1 | Y | South | FC
SCEW_2_PDRP18 | CAISO System | PDR-C SCEW | 0.4 | 0.4 | 0.4 | 0.4 | 0.4 | 0.4 | 0.4 | 0.4 | 0.4 | 0.4 | 0.4 | 0.4 | Y | South | FC
SCEW_2_PDRP19 | CAISO System | SCEW_2_PDRP19 | 0.8 | 0.8 | 0.8 | 0.8 | 0.8 | 0.8 | 0.8 | 0.8 | 0.8 | 0.8 | 0.8 | 0.8 | Y | South | FC
SCEW_2_PDRP20 | CAISO System | SCEW_2_PDRP20 | 0.6 | 0.6 | 0.6 | 0.6 | 0.6 | 0.6 | 0.6 | 0.6 | 0.6 | 0.6 | 0.6 | 0.6 | Y | South | FC
SCEW_2_PDRP21 | CAISO System | PDR-A SCEW | 0.14 | 0.14 | 0.14 | 0.14 | 0.14 | 0.14 | 0.14 | 0.14 | 0.14 | 0.14 | 0.14 | 0.14 | Y | South | FC
SCHD_1_PDRP01 | CAISO System | PDR-F SCHD | 1.08 | 1.08 | 1.08 | 1.08 | 1.08 | 1.08 | 1.08 | 1.08 | 1.08 | 1.08 | 1.08 | 1.08 | Y | South | FC
SCHD_1_PDRP11 | CAISO System | SCHD_1_PDRP11 | 0.6 | 0.6 | 0.6 | 0.6 | 0.6 | 0.6 | 0.6 | 0.6 | 0.6 | 0.6 | 0.6 | 0.6 | Y | South | FC
SCHD_1_PDRP12 | CAISO System | SCHD_1_PDRP12 | 0.55 | 0.55 | 0.55 | 0.55 | 0.55 | 0.55 | 0.55 | 0.55 | 0.55 | 0.55 | 0.55 | 0.55 | Y | South | FC
SCHLTE_1_PL1X3 | Stockton | Tracy Combined Cycle Power Plant | 327.7 | 325 | 321.6 | 323.4 | 299.4 | 299.4 | 299.4 | 299.4 | 299.4 | 321 | 322.9 | 327.4 | Y | North | FC
SCHNDR_1_FIVPTS | Fresno | Five Points Solar Station | 0.32 | 0.65 | 1.67 | 7.75 | 8.66 | 8.3 | 7.59 | 6.37 | 6.52 | 6.32 | 0.04 | 0.01 | Y | North | ID | C3&4: Waiting for Gates No. 2 500/230 kV Transformer, Oro Loma-Mendota 115 kV Conversion, Coaliga1-Coalinga2 70 kV reconductor and possibly other
SCHNDR_1_WSTSDE | Fresno | Westside Solar Station | 0.31 | 0.67 | 1.83 | 8.77 | 9.25 | 8.98 | 8.43 | 9.26 | 8.81 | 6.84 | 0.04 | 0.01 | Y | North | ID | C3&4: Waiting for Gates No. 2 500/230 kV Transformer, Oro Loma-Mendota 115 kV Conversion, Coaliga1-Coalinga2 70 kV reconductor and possibly other
SCLD_1_PDRP10 | CAISO System | SCLD_1_PDRP10 | 0.2 | 0.2 | 0.2 | 0.2 | 0.2 | 0.2 | 0.2 | 0.2 | 0.2 | 0.2 | 0.2 | 0.2 | Y | South | FC
SCNW_6_PDRP01 | CAISO System | PDR-F SCNW | 0.45 | 0.45 | 0.45 | 0.45 | 0.45 | 0.45 | 0.45 | 0.45 | 0.45 | 0.45 | 0.45 | 0.45 | Y | South | FC
SCNW_6_PDRP02 | CAISO System | PDR-G SCNW | [12 empty] | Y | South | FC | bar: JAN to DEC
SCNW_6_PDRP10 | CAISO System | SCNW_6_PDRP10 | 0.6 | 0.6 | 0.6 | 0.6 | 0.6 | 0.6 | 0.6 | 0.6 | 0.6 | 0.6 | 0.6 | 0.6 | Y | South | FC
SCNW_6_PDRP11 | CAISO System | SCNW_6_PDRP11 | 0.45 | 0.45 | 0.45 | 0.45 | 0.45 | 0.45 | 0.45 | 0.45 | 0.45 | 0.45 | 0.45 | 0.45 | Y | South | FC
SCNW_6_PDRP12 | CAISO System | SCNW_6_PDRP12 | 0.2 | 0.2 | 0.2 | 0.2 | 0.2 | 0.2 | 0.2 | 0.2 | 0.2 | 0.2 | 0.2 | 0.2 | Y | South | FC
SDG1_1_PDRP01 | CAISO System | PDR-E SDG1 | 0.28 | 0.28 | 0.28 | 0.28 | 0.28 | 0.28 | 0.28 | 0.28 | 0.28 | 0.28 | 0.28 | 0.28 | Y | South | FC
SDG1_1_PDRP02 | CAISO System | PDR-H SDG1-1 | 0.3 | 0.3 | 0.3 | 0.3 | 0.3 | 0.3 | 0.3 | 0.3 | 0.3 | 0.3 | 0.3 | 0.3 | Y | South | FC
SDG1_1_PDRP03 | CAISO System | PDR-H SDG1-2 | 0.2 | 0.2 | 0.2 | 0.2 | 0.2 | 0.2 | 0.2 | 0.2 | 0.2 | 0.2 | 0.2 | 0.2 | Y | South | FC
SDG1_1_PDRP04 | CAISO System | SDG1_1_PDRP04 | 0.1 | 0.1 | 0.1 | 0.1 | 0.1 | 0.1 | 0.1 | 0.1 | 0.1 | 0.1 | 0.1 | 0.1 | Y | South | FC
SDG1_1_PDRP05 | CAISO System | SDG1_1_PDRP05 | 0.35 | 0.35 | 0.35 | 0.35 | 0.35 | 0.35 | 0.35 | 0.35 | 0.35 | 0.35 | 0.35 | 0.35 | Y | South | FC
SDG1_1_PDRP06 | CAISO System | SDG1_1_PDRP06 | 0.3 | 0.3 | 0.3 | 0.3 | 0.3 | 0.3 | 0.3 | 0.3 | 0.3 | 0.3 | 0.3 | 0.3 | Y | South | FC
SDG1_1_PDRP07 | CAISO System | SDG1_1_PDRP07 | 0.3 | 0.3 | 0.3 | 0.3 | 0.3 | 0.3 | 0.3 | 0.3 | 0.3 | 0.3 | 0.3 | 0.3 | Y | South | FC
SDG1_1_PDRP08 | CAISO System | SDG1_1_PDRP08 | 0.35 | 0.35 | 0.35 | 0.35 | 0.35 | 0.35 | 0.35 | 0.35 | 0.35 | 0.35 | 0.35 | 0.35 | Y | South | FC
SDG1_1_PDRP09 | CAISO System | SDG1_1_PDRP09 | 0.45 | 0.45 | 0.45 | 0.45 | 0.45 | 0.45 | 0.45 | 0.45 | 0.45 | 0.45 | 0.45 | 0.45 | Y | South | FC
SDG1_1_PDRP11 | CAISO System | PDR-C SDG1 | 0.3 | 0.3 | 0.3 | 0.3 | 0.3 | 0.3 | 0.3 | 0.3 | 0.3 | 0.3 | 0.3 | 0.3 | Y | South | FC
SEARLS_7_ARGUS | CAISO System | NORTH AMERICAN ARGUS | 9.4 | 9.7 | 7.95 | 5.59 | 5.92 | 10.15 | 7.82 | 7.53 | 7.78 | 5.51 | 6.5 | 8.19 | N | South | FC
SENTNL_2_CTG1 | LA Basin | Sentinel Unit 1 | 91 | 91 | 91 | 91 | 91 | 91 | 91 | 91 | 91 | 91 | 91 | 91 | Y | South | FC
SENTNL_2_CTG2 | LA Basin | Sentinel Unit 2 | 91 | 91 | 91 | 91 | 91 | 91 | 91 | 91 | 91 | 91 | 91 | 91 | Y | South | FC
SENTNL_2_CTG3 | LA Basin | Sentinel Unit 3 | 91 | 91 | 91 | 91 | 91 | 91 | 91 | 91 | 91 | 91 | 91 | 91 | Y | South | FC
SENTNL_2_CTG4 | LA Basin | Sentinel Unit 4 | 91 | 91 | 91 | 91 | 91 | 91 | 91 | 91 | 91 | 91 | 91 | 91 | Y | South | FC
SENTNL_2_CTG5 | LA Basin | Sentinel Unit 5 | 91 | 91 | 91 | 91 | 91 | 91 | 91 | 91 | 91 | 91 | 91 | 91 | Y | South | FC
SENTNL_2_CTG6 | LA Basin | Sentinel Unit 6 | 91 | 91 | 91 | 91 | 91 | 91 | 91 | 91 | 91 | 91 | 91 | 91 | Y | South | FC
SENTNL_2_CTG7 | LA Basin | Sentinel Unit 7 | 91 | 91 | 91 | 91 | 91 | 91 | 91 | 91 | 91 | 91 | 91 | 91 | Y | South | FC
SENTNL_2_CTG8 | LA Basin | Sentinel Unit 8 | 91 | 91 | 91 | 91 | 91 | 91 | 91 | 91 | 91 | 91 | 91 | 91 | Y | South | FC
SGREGY_6_SANGER | Fresno | DYNAMIS COGEN | 24.0834 | 23.0584 | 21.3528 | 15.6866 | 23.3372 | 24.1408 | 25.1986 | 24.067 | 22.6566 | 25.1822 | 21.2626 | 24.3704 | N | North | ID to 82% | C6: Waiting for Borden 230 kV Voltage Support, Gates No. 2 500/230 kV Transformer and possibly other (first 82% has FC priority)
SHUTLE_6_CREST | Big Creek-Ventura | [13 empty] | N | South | EO | bar: JAN to DEC
SIERRA_1_UNITS | Kern | HIGH SIERRA LIMITED | 52.43 | 52.43 | 52.43 | 52.43 | 52.43 | 52.43 | 52.43 | 52.43 | 52.43 | 52.43 | 52.43 | 52.43 | Y | North | FC
SISQUC_1_SMARIA | CAISO System | Santa Maria II LFG Power Plant | 0.69 | 0.97 | 0.94 | 0.8 | 0.79 | 0.78 | 0.9 | 0.9 | 1.03 | 1.04 | 0.94 | 0.77 | N | North | FC
SKERN_6_SOLAR1 | Kern | South Kern Solar PV Plant | 0.05 | 0.29 | 1.36 | 16.66 | 16.35 | 17.29 | 15.13 | 14.73 | 13.16 | 9.91 | 0.03 | 0.02 | N | North | ID | C3&4: Waiting for Gates No. 2 500/230 kV Transformer and possibly other
SLST13_2_SOLAR1 | CAISO System | Quinto Solar PV Project | 0.28 | 1.58 | 7.34 | 85.89 | 81.3 | 85.38 | 81.07 | 86.45 | 80.71 | 61.88 | 0.17 | 0.13 | N | North | FC
SLSTR1_2_SOLAR1 | CAISO System | Solar Star 1 | 0.71 | 3.87 | 17.36 | 180.73 | 237.33 | 255.69 | 257.17 | 263.34 | 238.08 | 164.93 | 27.6 | 0.36 | N | South | FC
SLSTR2_2_SOLAR2 | CAISO System | Solar Star 2 | 0.61 | 3.23 | 15.52 | 155.67 | 217.18 | 228.46 | 229.96 | 232.89 | 217.47 | 152.91 | 25.71 | 0.33 | N | South | FC
SLUISP_2_UNITS | CAISO System | SAN LUIS (GIANELLI) PUMP-GEN (AGGREGATE) | 18.84 | 16.42 | 19.34 | 44.53 | 75.79 | 98.92 | 68.47 | 40.71 | 27.48 | 37.41 | 17.66 | 21.17 | N | North | FC
SLYCRK_1_UNIT 1 | Sierra | SLY CREEK HYDRO | 6.35 | 6.63 | 9.49 | 12.01 | 13 | 13 | 12.92 | 10.36 | 8.3 | 8 | 7.85 | 6.94 | Y | North | FC
SMPRIP_1_SMPSON | CAISO System | Ripon Cogeneration Unit 1 | 45.6 | 45.6 | 45.6 | 45.6 | 45.6 | 45.6 | 45.6 | 45.6 | 45.6 | 45.6 | 45.6 | 45.6 | Y | North | FC
SMRCOS_6_LNDFIL | San Diego-IV | San Marcos Energy | 1.36 | 1.43 | 1.41 | 1.29 | 1.15 | 1.24 | 1.33 | 1.28 | 1.3 | 1.28 | 1.41 | 1.38 | N | South | FC
SMUDGO_7_UNIT 1 | NCNB | SONOMA POWER PLANT | 37 | 37 | 37 | 37 | 37 | 37 | 37 | 37 | 37 | 37 | 37 | 37 | Y | North | FC
SNCLRA_2_SPRHYD | Big Creek-Ventura | Springville Hydroelectric Generator | 0.3 | 0.3 | 0.3 | 0.24 | 0.34 | 0.43 | 0.48 | 0.45 | 0.36 | 0.23 | 0.24 | 0.27 | N | South | FC
SNCLRA_2_UNIT1 | Big Creek-Ventura | New Indy Oxnard | 15.05 | 15.06 | 13.48 | 13.72 | 13.94 | 16.27 | 16.82 | 16.31 | 15.58 | 13.78 | 14.12 | 14.73 | N | South | FC
SNCLRA_6_OXGEN | Big Creek-Ventura | E.F. OXNARD INCORPORATED | 34.01 | 32.98 | 31.26 | 34.67 | 27.22 | 34.06 | 35.11 | 33.5 | 33.14 | 33.3 | 30.32 | 32.28 | N | South | FC
SNCLRA_6_PROCGN | Big Creek-Ventura | PROCTER AND GAMBLE OXNARD II | 45.49 | 41.48 | 44.4 | 41.35 | 44.42 | 44.94 | 44.55 | 44.52 | 44.19 | 43.24 | 44.13 | 45.35 | N | South | FC
SNCLRA_6_QF | Big Creek-Ventura | SANTA CLARA QFS | 0 | 0 | 0 | 0 | 0 | 0 | 0 | 0 | 0 | 0 | 0 | 0 | N | South | FC
SNCLRA_6_WILLMT | Big Creek-Ventura | WILLIAMETTE | 11.82 | 12.38 | 12.11 | 12.89 | 12.7 | 13.71 | 13.75 | 13.61 | 13.5 | 12.27 | 12.25 | 12.32 | N | South | FC
SNDBAR_7_UNIT 1 | Stockton | SAND BAR HYDRO | 6.85 | 4.76 | 2.97 | 2.56 | 2.47 | 2.44 | 2.98 | 4.19 | 4.75 | 5.23 | 2.99 | 5.79 | N | North | FC
SNMALF_6_UNITS | NCNB | Sonoma County Landfill | 3.47 | 3.45 | 3.46 | 3.43 | 3.44 | 3.45 | 3.41 | 3.29 | 3.23 | 3.15 | 3.23 | 3.3 | N | North | FC
SOUTH_2_UNIT | CAISO System | SOUTH HYDRO | 5.53 | 5.7 | 6.07 | 5.98 | 6.67 | 5.4 | 4.51 | 3.87 | 3.32 | 3.74 | 3.95 | 4.38 | Y | North | FC
SPAULD_6_UNIT 3 | Sierra | SPAULDING HYDRO PH 3 UNIT | 3.66 | 3.11 | 3.91 | 5.54 | 5.5 | 5.04 | 4.68 | 5.74 | 5.56 | 4.61 | 2.3 | 2.46 | Y | North | FC
SPAULD_6_UNIT12 | Sierra | SPAULDING HYDRO PH 1 & 2 AGGREGATE | 5.93 | 6.14 | 9.43 | 11.12 | 11.4 | 11.4 | 11.4 | 9.91 | 7.73 | 9.06 | 9.54 | 7.93 | Y | North | FC
SPBURN_2_UNIT 1 | CAISO System | Burney Biomass | 10.5 | 10.04 | 10.3 | 7.06 | 11.99 | 13.35 | 13.19 | 12.98 | 12.17 | 8.83 | 7.03 | 10.92 | N | North | FC
SPBURN_7_SNOWMT | CAISO System | SPBURN_7_SNOWMT | 0.02 | 0.19 | 0.7 | 0.6 | 0 | 0 | 0 | 0 | 0 | 0 | 0.01 | 0.41 | N | North | FC
SPI LI_2_UNIT 1 | Sierra | Lincoln Biomass | 8.11 | 7.72 | 7.39 | 6.02 | 9.75 | 9.26 | 9.99 | 9.79 | 9.16 | 5.73 | 7.41 | 7.12 | N | North | FC
SPIAND_1_ANDSN2 | CAISO System | SPI Anderson 2 | 21.34 | 19.64 | 20.62 | 18.27 | 19.01 | 21.68 | 22.01 | 21.99 | 19.4 | 15.28 | 17.06 | 17.38 | N | North | FC
SPICER_1_UNITS | CAISO System | SPICER HYDRO UNITS 1-3 AGGREGATE | 6 | 6 | 6 | 6 | 6 | 6 | 6 | 6 | 6 | 6 | 6 | 6 | Y | North | FC
SPIFBD_1_PL1X2 | Stockton | SIERRA PACIFIC IND. (SONORA) | 1.44 | 1.55 | 1.59 | 1.03 | 1.74 | 1.55 | 1.71 | 1.53 | 1.89 | 1.62 | 1.49 | 1.66 | N | North | FC
SPQUIN_6_SRPCQU | CAISO System | Quincy Biomass | 13.76 | 13.64 | 16.15 | 15.65 | 8.48 | 18.56 | 18.9 | 17.97 | 17.46 | 11.4 | 9.51 | 10.77 | N | North | FC
SPRGAP_1_UNIT 1 | Stockton | SPRING GAP HYDRO | 4.2 | 3.64 | 3.82 | 5.8 | 6.38 | 3.52 | 1.67 | 0 | 3.37 | 3.46 | 3.53 | 3.52 | Y | North | FC
SPRGVL_2_QF | Big Creek-Ventura | SPRINGVILLE QFS | 0.01 | 0.01 | 0.01 | 0 | 0 | 0 | 0.05 | 0.12 | 0.01 | 0 | 0 | 0 | N | South | FC
SPRGVL_2_TULE | Big Creek-Ventura | TULE RIVER HYDRO PLANT (PG&E) | 2.55 | 2.26 | 3.51 | 4.68 | 4.32 | 2.09 | 1.25 | 0 | 0 | 0 | 0 | 0 | Y | South | FC
SPRGVL_2_TULESC | Big Creek-Ventura | TULE RIVER HYDRO PLANT (SCE) | 1.45 | 1.72 | 1.75 | 0.98 | 1.04 | 0.2 | 0 | 0 | 0 | 0.02 | 0.57 | 1.08 | N | South | FC
SRINTL_6_UNIT | Bay Area | SRI INTERNATIONAL | 0.96 | 0.96 | 0.89 | 0.26 | 1.08 | 0.93 | 0.63 | 0.52 | 0.52 | 0.74 | 1.09 | 1.07 | N | North | FC
STANIS_7_UNIT 1 | Stockton | STANISLAUS HYDRO | 91 | 91 | 91 | 91 | 91 | 91 | 91 | 91 | 91 | 91 | 91 | 91 | Y | North | FC
STAUFF_1_UNIT | Bay Area | RHODIA INC. (RHONE-POULENC) | 0.15 | 0.08 | 0.16 | 0.02 | 0.06 | 0.03 | 0.05 | 0.07 | 0.03 | 0.1 | 0.14 | 0.22 | N | North | FC
STIGCT_2_LODI | Sierra | LODI STIG UNIT | 49.5 | 49.5 | 49.5 | 49.5 | 49.5 | 49.5 | 49.5 | 49.5 | 49.5 | 49.5 | 49.5 | 49.5 | Y | North | FC
STNRES_1_UNIT | Stockton | Covanta Stanislaus | 18.92 | 18.36 | 17.96 | 11.55 | 19.29 | 17.64 | 18.28 | 18.23 | 18.13 | 16.43 | 18.27 | 17.7 | N | North | FC
STOILS_1_UNITS | Bay Area | Chevron Richmond Refinery | 6.17 | 6.25 | 5.7 | 2.61 | 0 | 0 | 0.01 | 0 | 0 | 1.52 | 0.05 | 0.18 | N | North | FC
STOREY_2_MDRCH2 | Fresno | Madera-Chowchilla Two | 0.17 | 0.17 | 0.17 | 0.14 | 0.19 | 0.24 | 0.27 | 0.25 | 0.2 | 0.13 | 0.13 | 0.15 | N | North | FC
STOREY_2_MDRCH3 | Fresno | Madera-Chowchilla Three | 0.13 | 0.13 | 0.13 | 0.1 | 0.14 | 0.18 | 0.21 | 0.19 | 0.15 | 0.1 | 0.1 | 0.12 | N | North | FC
STOREY_7_MDRCHW | Fresno | Madera Canal Site 980 | 0 | 0 | 0 | 0 | 0 | 0.36 | 0.17 | 0 | 0 | 0 | 0 | 0 | N | North | FC
STROUD_6_SOLAR | Fresno | Stroud Solar Station | 0.16 | 0.34 | 0.95 | 4.4 | 4.76 | 4.65 | 4.42 | 5.12 | 4.98 | 2.55 | 0.02 | 0.01 | Y | North | ID to 39% | C3&4: Waiting for Borden 230 kV Voltage Support, Gates No. 2 500/230 kV Transformer and possibly other
SUNRIS_2_PL1X3 | CAISO System | Sunrise Power Project AGGREGATE II | 586.02 | 586.02 | 586.02 | 586.02 | 586.02 | 586.02 | 586.02 | 586.02 | 586.02 | 586.02 | 586.02 | 586.02 | Y | North | FC
SUNSET_2_UNITS | CAISO System | MIDWAY SUNSET COGENERATION PLANT | 121.91 | 114.88 | 116.96 | 104.07 | 113.58 | 147.47 | 149.38 | 151.23 | 141.47 | 114.55 | 124.61 | 134.49 | Y | North | FC
SUNSHN_2_LNDFL | Big Creek-Ventura | Sunshine Gas Producers | 16.46 | 15.91 | 16.36 | 11.36 | 15.34 | 16.81 | 16.83 | 16.55 | 16.27 | 14.66 | 15.61 | 16.18 | N | South | ID | Waiting for: Desert Area upgrades
SUTTER_2_PL1X3 | CAISO System | SUTTER POWER PLANT AGGREGATE | 525 | 525 | 525 | 525 | 525 | 515 | 505 | 500 | 515 | 520 | 525 | 525 | Y | North | FC
SYCAMR_2_UNIT 1 | Big Creek-Ventura | Sycamore Cogeneration Unit 1 | 68.55 | 68.47 | 65.56 | 66.38 | 65.65 | 66.13 | 66.7 | 66.33 | 76.06 | 71.42 | 79.19 | 79.96 | N | South | FC
SYCAMR_2_UNIT 2 | Big Creek-Ventura | Sycamore Cogeneration Unit 2 | 85 | 85 | 85 | 85 | 85 | 85 | 85 | 85 | 85 | 85 | 85 | 85 | Y | South | FC
SYCAMR_2_UNIT 3 | Big Creek-Ventura | Sycamore Cogeneration Unit 3 | 69.68 | 68.6 | 65.58 | 64.63 | 52.4 | 68.52 | 68.12 | 67.26 | 77.23 | 76.71 | 70.82 | 79.68 | N | South | FC
SYCAMR_2_UNIT 4 | Big Creek-Ventura | Sycamore Cogeneration Unit 4 | 85 | 85 | 85 | 85 | 85 | 85 | 85 | 85 | 85 | 85 | 85 | 85 | Y | South | FC
TANHIL_6_SOLART | CAISO System | BERRY PETROLEUM COGEN 18 AGGREGATE | 10.27 | 9.71 | 9.44 | 9.13 | 9.88 | 8.73 | 7.28 | 6.23 | 5.23 | 8.7 | 7.55 | 10.1 | N | North | FC
TBLMTN_6_QF | CAISO System | SMALL QF AGGREGATION - PARADISE | 0.84 | 0.69 | 0.88 | 1.1 | 0.89 | 0.74 | 0.34 | 0.27 | 0.23 | 0.21 | 0.22 | 0.61 | N | North | FC
TEHAPI_2_WIND1 | CAISO System |  | 0.41 | 1.84 | 2.78 | 3.36 | 5.56 | 4.49 | 3.19 | 2.98 | 1.92 | 1.1 | 0.68 | 0.78 | N | South | FC
TEHAPI_2_WIND2 | CAISO System |  | 0.53 | 2.36 | 3.56 | 4.31 | 7.13 | 5.76 | 4.1 | 3.83 | 2.46 | 1.41 | 0.87 | 1 | N | South | FC
TENGEN_2_PL1X2 | Big Creek-Ventura | Berry Cogen 42 | 32.36 | 29.45 | 36.58 | 28.81 | 28.53 | 36.66 | 36.7 | 36.8 | 35.64 | 30.35 | 32.68 | 36.65 | N | South | FC
TERMEX_2_PL1X3 | San Diego-IV | TDM | 605 | 605 | 605 | 605 | 601 | 593 | 591 | 593 | 596 | 605 | 605 | 605 | Y | South | FC
TESLA_1_QF | CAISO System | SMALL QF AGGREGATION - STOCKTON | 0.07 | 0.09 | 0.16 | 0.19 | 0.34 | 0.35 | 0.39 | 0.35 | 0.28 | 0.16 | 0.07 | 0.04 | N | North | FC
THMENG_1_UNIT 1 | CAISO System | Tracy Biomass | 11.8 | 11.44 | 9.28 | 4.75 | 11.68 | 11.61 | 11.12 | 9.51 | 11.6 | 9.89 | 2.89 | 4.89 | N | North | FC
TIDWTR_2_UNITS | Bay Area | MARTINEZ COGEN LIMITED PARTNERSHIP | 27.35 | 34.83 | 35.16 | 40.07 | 17.28 | 6.44 | 7.79 | 13.68 | 18.13 | 31.21 | 29.84 | 16.15 | N | North | FC
TIFFNY_1_DILLON | LA Basin | TIFFNY_1_DILLON | 0.8 | 5.27 | 10.32 | 7.36 | 22.03 | 19.54 | 6.33 | 4.96 | 3.62 | 3.78 | 1.94 | 1.56 | N | South | FC
TIGRCK_7_UNITS | CAISO System | TIGER CREEK HYDRO AGGREGATE | 62 | 62 | 62 | 62 | 62 | 62 | 62 | 62 | 62 | 62 | 62 | 62 | Y | North | FC
TKOPWR_6_HYDRO | CAISO System | Bear Creek Hydroelectric Project | 0.86 | 0.86 | 0.85 | 0.69 | 0.95 | 1.21 | 1.37 | 1.28 | 1.02 | 0.65 | 0.68 | 0.77 | N | North | FC
TMPLTN_2_SOLAR | CAISO System | Vintner Solar | 0 | 0.03 | 0.13 | 1.5 | 1.17 | 1.33 | 1.41 | 1.5 | 1.28 | 0.98 | 0.01 | 0 | N | North | ID | 13DGD: Waiting for Gates No. 2 500/230 kV Transformer and possibly other
TOADTW_6_UNIT | CAISO System | TOAD TOWN | 0.78 | 0.82 | 0.97 | 1.22 | 0.96 | 0.77 | 0.7 | 0.65 | 0.38 | 0.03 | 0 | 0.17 | Y | North | FC
TOPAZ_2_SOLAR | CAISO System | Topaz Solar Farms | 1.84 | 8.84 | 32.52 | 378.59 | 327.74 | 390.65 | 396.31 | 440.49 | 368.72 | 296.74 | 1.12 | 0.76 | N | North | FC
TRNQLT_2_SOLAR | Fresno | Tranquillity | 0.52 | 2.95 | 13.65 | 159.64 | 151.12 | 158.7 | 150.69 | 160.69 | 150.02 | 115.02 | 0.32 | 0.22 | N | North | ID | C3&4: Waiting for Gates No. 2 500/230 kV Transformer and possibly other
TRNSWD_1_QF | LA Basin | FPL Energy C Wind | 0.73 | 3.52 | 5.36 | 6.6 | 11.69 | 9.98 | 7.65 | 7.42 | 4 | 2.21 | 1.49 | 1.43 | N | South | FC
TULLCK_7_UNITS | Stockton | Tullock Hydro | 2.85 | 5.42 | 11.36 | 16.55 | 16.8 | 15.49 | 16.82 | 14.55 | 10.76 | 6.23 | 3.12 | 1.78 | N | North | FC
TUPMAN_1_BIOGAS | CAISO System | ABEC Bidart - Stockdale | 0.39 | 0.23 | 0.2 | 0.6 | 0.6 | 0.6 | 0.53 | 0.6 | 0.6 | 0.6 | 0.6 | 0.6 | N | North | ID | 14DGD: Waiting for Gates No. 2 500/230 kV Transformer and possibly other
TWISSL_6_SOLAR | CAISO System | Nickel 1 ("NLH1") | 0 | 0.02 | 0.08 | 1.04 | 0.98 | 0.95 | 0.91 | 1 | 0.94 | 0.76 | 0 | 0 | N | North | ID | 14DGD: Waiting for Gates No. 2 500/230 kV Transformer and possibly other
TWISSL_6_SOLAR1 | CAISO System | Coronal Lost Hills | 0.05 | 0.29 | 1.36 | 15.96 | 14.76 | 17.45 | 16.96 | 17.6 | 16.08 | 11.67 | 0.04 | 0.02 | N | North | ID | 15DGD: Waiting for Gates No. 2 500/230 kV Transformer and possibly other
TX-ELK_6_SOLAR1 | CAISO System | Castor Solar Project | [12 empty] | N | North | EO | bar: JAN to DEC
TXMCKT_6_UNIT | CAISO System | McKittrick Cogen | 0.85 | 0.99 | 1.13 | 1.01 | 1.37 | 1.6 | 1.04 | 1.2 | 1.61 | 2.39 | 2.2 | 1.92 | N | North | FC
UKIAH_7_LAKEMN | NCNB | UKIAH LAKE MENDOCINO HYDRO | 2.17 | 1.7 | 1.7 | 1.7 | 1.7 | 1.7 | 1.7 | 1.7 | 1.7 | 1.7 | 1.7 | 1.7 | Y | North | FC
ULTPCH_1_UNIT 1 | Stockton | OGDEN POWER PACIFIC (CHINESE STATION) | 16.84 | 16.73 | 16.52 | 12.21 | 12.06 | 16.92 | 16.17 | 16.19 | 15.85 | 16.12 | 14.15 | 17.85 | N | North | FC
ULTPFR_1_UNIT 1 | Fresno | RIO BRAVO FRESNO (AKA ULTRAPOWER) | 23.38 | 8.9 | 23.39 | 23.8 | 15.32 | 23.63 | 23.87 | 23.92 | 19.15 | 23.89 | 21.83 | 23.63 | N | North | FC
ULTRCK_2_UNIT | Sierra | Rio Bravo Rocklin | 23.94 | 19.18 | 23.95 | 23.62 | 12.07 | 23.44 | 23.7 | 21.81 | 19.59 | 24.21 | 18.13 | 23.24 | N | North | FC
UNCHEM_1_UNIT | Bay Area | CONTRA COSTA CARBON PLANT | 10.2 | 11.27 | 9.71 | 8.1 | 10.65 | 11.06 | 10.98 | 10.95 | 10.91 | 11.06 | 9.36 | 8.57 | N | North | FC
UNOCAL_1_UNITS | Bay Area | TOSCO (RODEO PLANT) | 4.55 | 2.79 | 3.64 | 0.93 | 0.26 | 0.61 | 0.45 | 0.82 | 0.76 | 1.94 | 2.07 | 2.64 | N | North | FC
UNVRSY_1_UNIT 1 | CAISO System | Berry Cogen 38 - Unit 1 | 36.51 | 36.53 | 22.71 | 36.13 | 35.71 | 34.8 | 34.91 | 34.91 | 35.37 | 35.97 | 31.11 | 36.18 | N | North | FC
USWND2_1_WIND1 | CAISO System | Golden Hills A | 1.04 | 4.68 | 7.05 | 8.54 | 14.12 | 11.42 | 8.12 | 7.58 | 4.87 | 2.8 | 1.72 | 1.99 | N | North | FC
USWND2_1_WIND2 | CAISO System | Golden Hills B | 1.04 | 4.68 | 7.05 | 8.54 | 14.12 | 11.42 | 8.12 | 7.58 | 4.87 | 2.8 | 1.72 | 1.99 | N | North | FC
USWND4_2_UNITS | CAISO System | US WIND POWER#4(RALPH) | 4.39 | 6.33 | 8.19 | 6.61 | 12.97 | 7.9 | 8.19 | 8.08 | 6.79 | 5.84 | 4.13 | 4.7 | N | North | FC
USWNDR_2_SMUD | Bay Area | SOLANO WIND FARM | 0.78 | 3.89 | 7.21 | 9.74 | 23.8 | 17.8 | 29.1 | 22.43 | 7.97 | 2.88 | 1.32 | 2.26 | N | North | FC
USWNDR_2_SMUD2 | Bay Area | Solano Wind Project Phase 3 | 1.48 | 8.93 | 15.71 | 19.85 | 44.06 | 36.62 | 52.06 | 43.15 | 18.05 | 5.46 | 2.4 | 3.99 | N | North | FC
USWNDR_2_UNITS | Bay Area | US WIND POWER(RUSSELL) | 0.09 | 0.51 | 0.71 | 1.07 | 3.85 | 3.15 | 5.07 | 4 | 1.35 | 0.45 | 0.17 | 0.24 | N | North | FC
USWPJR_2_UNITS | Bay Area | Vasco Wind | 1.07 | 4.99 | 7.01 | 10.61 | 29.04 | 14.26 | 21.34 | 17.35 | 7.85 | 3.41 | 1.63 | 2.81 | N | North | FC
VACADX_1_NAS | CAISO System | VACA-DIXON BATTERY | [12 empty] | Y | North | EO | bar: JAN to DEC
VACADX_1_SOLAR | CAISO System | Vaca-Dixon Solar Station | 0.01 | 0.03 | 0.1 | 1.28 | 1.34 | 1.25 | 1.59 | 1.52 | 1.43 | 1.07 | 0.01 | 0 | Y | North | FC
VACADX_1_UNITA1 | CAISO System | CalPeak Power Vaca Dixon Unit 1 | 48 | 48 | 48 | 48 | 48 | 48 | 48 | 48 | 48 | 48 | 48 | 48 | Y | North | FC
VALLEY_5_PERRIS | LA Basin | MWD Perris Hydroelectric Recovery Plant | 7.94 | 7.94 | 7.94 | 7.94 | 7.94 | 7.94 | 7.94 | 7.94 | 7.94 | 7.94 | 7.94 | 7.94 | Y | South | FC
VALLEY_5_REDMTN | LA Basin | MWD Red Mountain Hydroelectric Recovery | 4.09 | 3.18 | 2.53 | 2.16 | 1.12 | 0.99 | 1.32 | 2.23 | 1.4 | 2.47 | 2.55 | 2.52 | N | South | FC
VALLEY_5_RTS044 | LA Basin | SPVP044 | 0.01 | 0.09 | 0.37 | 4.74 | 4.47 | 4.77 | 3.88 | 3.37 | 2.69 | 1.15 | 0 | 0 | N | South | FC
VALLEY_5_SOLAR1 | LA Basin | Kona Solar - Meridian #1 | [12 empty] | N | South | EO | bar: JAN to DEC
VALLEY_5_SOLAR2 | LA Basin | AP North Lake Solar | 0.05 | 0.29 | 1.36 | 15.96 | 15.11 | 15.87 | 15.07 | 16.65 | 15.83 | 10.65 | 0.03 | 0.02 | N | South | ID | Waiting for: West of Devers (WOD) upgrades
VALLEY_7_BADLND | LA Basin | VALLEY_7_BADLND | 0.42 | 0.52 | 0.41 | 0.39 | 0.55 | 0.48 | 0.44 | 0.44 | 0.33 | 0.65 | 0.3 | 0.4 | N | South | FC
VALLEY_7_UNITA1 | LA Basin | WM Energy, El Sobrante Landfill | 2.72 | 2.42 | 2.71 | 2.67 | 2.44 | 2.61 | 2.53 | 2.56 | 2.52 | 2.09 | 2.43 | 2.41 | N | South | FC
VEDDER_1_SEKERN | Kern | TEXACO EXPLORATION & PROD (SE KERN RIVER | 14.45 | 10.6 | 16.27 | 14.92 | 10.96 | 14.69 | 12.12 | 12.47 | 12.03 | 10.66 | 8.85 | 9.37 | N | North | FC
VEGA_6_SOLAR1 | Fresno | Vega Solar | [12 empty] | N | North | EO | bar: JAN to DEC
VENWD_1_WIND1 | LA Basin | Windpark Unlimited 1 | 0.23 | 1.03 | 1.55 | 1.88 | 3.1 | 2.51 | 1.78 | 1.66 | 1.07 | 0.61 | 0.38 | 0.44 | N | South | FC
VENWD_1_WIND2 | LA Basin | Windpark Unlimited 2 | 0.39 | 1.75 | 2.64 | 3.19 | 5.28 | 4.27 | 3.03 | 2.83 | 1.82 | 1.05 | 0.64 | 0.74 | N | South | FC
VENWD_1_WIND3 | LA Basin | Painted Hills Wind Park | 0.46 | 2.08 | 3.13 | 3.79 | 6.26 | 5.06 | 3.6 | 3.36 | 2.16 | 1.24 | 0.76 | 0.88 | N | South | FC
VERNON_6_GONZL1 | LA Basin | H. Gonzales Unit #1 | 5.75 | 5.75 | 5.75 | 5.75 | 5.75 | 5.75 | 5.75 | 5.75 | 5.75 | 5.75 | 5.75 | 5.75 | Y | South | FC
VERNON_6_GONZL2 | LA Basin | H. Gonzales Unit #2 | 5.75 | 5.75 | 5.75 | 5.75 | 5.75 | 5.75 | 5.75 | 5.75 | 5.75 | 5.75 | 5.75 | 5.75 | Y | South | FC
VERNON_6_MALBRG | LA Basin | Malburg Generating Station | 134 | 134 | 134 | 134 | 134 | 134 | 134 | 134 | 134 | 134 | 134 | 134 | Y | South | FC
VESTAL_2_KERN | Big Creek-Ventura | KERN RIVER PH 3 UNITS 1 & 2 AGGREGATE | 4.77 | 6.31 | 5.6 | 9.8 | 12.72 | 6.11 | 1.42 | 0.39 | 0.19 | 0.23 | 1.16 | 1.69 | N | South | FC
VESTAL_2_RTS042 | Big Creek-Ventura | SPVP042 Porterville Solar | [12 empty] | N | South | EO | bar: JAN to DEC
VESTAL_2_UNIT1 | Big Creek-Ventura | CALGREN PIXLEY | 2.71 | 2.71 | 2.42 | 2.47 | 2.51 | 2.93 | 3.03 | 2.93 | 2.8 | 2.48 | 2.54 | 2.65 | N | South | FC
VESTAL_2_WELLHD | Big Creek-Ventura | Wellhead Power Delano | 49 | 49 | 49 | 49 | 49 | 49 | 49 | 49 | 49 | 49 | 49 | 49 | Y | South | FC
VESTAL_6_QF | Big Creek-Ventura | VESTAL QFS | 0.46 | 0.43 | 0.59 | 1.12 | 0.82 | 1.3 | 0.86 | 0.26 | 0.07 | 0 | 0 | 0.04 | N | South | FC
VICTOR_1_CREST | CAISO System | [13 empty] | N | South | EO | bar: JAN to DEC
VICTOR_1_EXSLRA | CAISO System | Expressway Solar A | [12 empty] | N | South | EO | bar: JAN to DEC
VICTOR_1_EXSLRB | CAISO System | Expressway Solar B | [12 empty] | N | South | EO | bar: JAN to DEC
VICTOR_1_LVSLR1 | CAISO System | Lone Valley Solar Park 1 | [12 empty] | N | South | EO | bar: JAN to DEC
VICTOR_1_LVSLR2 | CAISO System | Lone Valley Solar Park 2 | [12 empty] | N | South | EO | bar: JAN to DEC
VICTOR_1_SLRHES | CAISO System | Sunedison - Hesperia | [12 empty] | N | South | EO | bar: JAN to DEC
VICTOR_1_SOLAR1 | CAISO System | Victor Phelan Solar One | [12 empty] | N | South | EO | bar: JAN to DEC
VICTOR_1_SOLAR2 | CAISO System | Alamo Solar | [12 empty] | N | South | EO | bar: JAN to DEC
VICTOR_1_SOLAR3 | CAISO System | Adelanto Solar 2 | 0.02 | 0.1 | 0.48 | 5.59 | 5.29 | 5.55 | 5.87 | 6.11 | 5.36 | 3.84 | 0.01 | 0.01 | N | South | FC
VICTOR_1_SOLAR4 | CAISO System | Adelanto Solar Project | [12 empty] | N | South | EO | bar: JAN to DEC
VICTOR_1_VDRYFA | CAISO System | Victor Dry Farm Ranch A | [12 empty] | N | South | EO | bar: JAN to DEC
VICTOR_1_VDRYFB | CAISO System | Victor Dry Farm Ranch B | [12 empty] | N | South | EO | bar: JAN to DEC
VILLPK_2_VALLYV | LA Basin | MWD Valley View Hydroelectric Recovery P | 4.1 | 4.1 | 4.1 | 4.1 | 4.1 | 4.1 | 4.1 | 4.1 | 4.1 | 4.1 | 4.1 | 4.1 | Y | South | FC
VILLPK_6_MWDYOR | LA Basin | Yorba Linda Hydroelectric Recovery Plant | 0.9 | 1 | 1.3 | 2.2 | 3.3 | 3 | 3 | 3.4 | 2.4 | 1.7 | 1.8 | 1.1 | Y | South | FC
VINCNT_2_QF | CAISO System | VINCENT QFS | 5.75 | 23.1 | 28.61 | 39.65 | 49.03 | 30.74 | 13.37 | 14.12 | 12.8 | 10.24 | 8.22 | 8.6 | N | South | FC
VINCNT_2_WESTWD | CAISO System | Oasis Power Plant | 1.75 | 8.32 | 8.55 | 9.7 | 15.07 | 10.27 | 3.72 | 4.57 | 3.74 | 2.7 | 2.47 | 3.05 | N | South | FC
VISTA_2_RIALTO | LA Basin | Rialto RT Solar | 0 | 0 | 0.01 | 0.27 | 0.26 | 0.32 | 0.25 | 0.25 | 0.25 | 0.16 | 0 | 0 | N | South | FC
VISTA_2_RTS028 | LA Basin | SPVP028 | 0.01 | 0.04 | 0.18 | 2.49 | 2.34 | 2.49 | 2.45 | 2.29 | 1.42 | 1.38 | 0 | 0 | N | South | FC
VISTA_6_QF | LA Basin | VISTA QFS | 0.03 | 0.04 | 0.05 | 0.06 | 0.06 | 0.09 | 0.09 | 0.06 | 0.04 | 0.04 | 0.03 | 0.02 | N | South | FC
VLCNTR_6_VCSLR1 | San Diego-IV | Valley Center 1 | 0.01 | 0.04 | 0.17 | 2.01 | 1.86 | 2.24 | 1.43 | 2.17 | 1.91 | 1.34 | 0 | 0 | N | South | FC
VLCNTR_6_VCSLR2 | San Diego-IV | Valley Center 2 | 0.01 | 0.07 | 0.32 | 3.91 | 3.75 | 4.38 | 4.41 | 4.78 | 3.66 | 2.7 | 0.01 | 0.01 | N | South | FC
VLYHOM_7_SSJID | Stockton | Woodward Power Plant | 0 | 0 | 0.22 | 0.51 | 0.65 | 0.64 | 1.09 | 0.74 | 0.24 | 0.16 | 0 | 0 | N | North | FC
VOLTA_2_UNIT 1 | CAISO System | VOLTA HYDRO UNIT 1 | 5.15 | 5.35 | 6.82 | 8.01 | 6.61 | 5.95 | 5.38 | 4.23 | 3.21 | 3.48 | 3.59 | 4.58 | Y | North | FC
VOLTA_2_UNIT 2 | CAISO System | Volta Hydro Unit 2 | 0.63 | 0.61 | 0.66 | 0.91 | 0.86 | 0.75 | 0.58 | 0.44 | 0.36 | 0.49 | 0.42 | 0.47 | Y | North | FC
VOLTA_6_BAILCK | CAISO System | [13 empty] | N | North | EO | bar: JAN to DEC
VOLTA_6_DIGHYD | CAISO System | Digger Creek Ranch Hydro | 0.23 | 0.24 | 0.22 | 0.2 | 0.22 | 0.26 | 0.28 | 0.26 | 0.22 | 0.17 | 0.18 | 0.2 | N | North | FC
VOLTA_7_QFUNTS | CAISO System | VOLTA_7_QFUNTS | 0.39 | 0.52 | 0.5 | 0.41 | 0.39 | 0.35 | 0.15 | 0.13 | 0.11 | 0.13 | 0.14 | 0.33 | N | North | FC
WADHAM_6_UNIT | CAISO System | Wadham Energy LP | 22.96 | 22.95 | 15.05 | 14.99 | 18.56 | 23.38 | 22.61 | 22.39 | 23.26 | 19.14 | 22.19 | 21.92 | N | North | FC
WALCRK_2_CTG1 | LA Basin | Walnut Creek Energy Park Unit 1 | 96 | 96 | 96 | 96 | 96 | 96 | 96 | 96 | 96 | 96 | 96 | 96 | Y | South | FC
WALCRK_2_CTG2 | LA Basin | Walnut Creek Energy Park Unit 2 | 96 | 96 | 96 | 96 | 96 | 96 | 96 | 96 | 96 | 96 | 96 | 96 | Y | South | FC
WALCRK_2_CTG3 | LA Basin | Walnut Creek Energy Park Unit 3 | 96 | 96 | 96 | 96 | 96 | 96 | 96 | 96 | 96 | 96 | 96 | 96 | Y | South | FC
WALCRK_2_CTG4 | LA Basin | Walnut Creek Energy Park Unit 4 | 96 | 96 | 96 | 96 | 96 | 96 | 96 | 96 | 96 | 96 | 96 | 96 | Y | South | FC
WALCRK_2_CTG5 | LA Basin | Walnut Creek Energy Park Unit 5 | 96.65 | 96.65 | 96.65 | 96.65 | 96.65 | 96.65 | 96.65 | 96.65 | 96.65 | 96.65 | 96.65 | 96.65 | Y | South | FC
WALNUT_2_SOLAR | LA Basin | Industry MetroLink PV 1 | [12 empty] | N | South | EO | bar: JAN to DEC
WALNUT_6_HILLGEN | LA Basin | L.A. COUNTY SANITATION DISTRICT | 42.78 | 41.54 | 42.54 | 37.16 | 38.4 | 45.1 | 44.67 | 45.28 | 43.85 | 38.85 | 32.56 | 38.78 | N | South | FC
WALNUT_7_WCOVCT | LA Basin | WALNUT_7_WCOVCT | 0 | 0 | 0 | 0 | 0 | 0 | 0 | 3.45 | 4.5 | 4.5 | 4.5 | 4.5 | N | South | FC
WALNUT_7_WCOVST | LA Basin | WALNUT_7_WCOVST | 5.11 | 5.06 | 5.14 | 4.33 | 5.15 | 4.73 | 5.09 | 5.12 | 5.2 | 5.11 | 5.01 | 5.05 | N | South | FC
WARNE_2_UNIT | Big Creek-Ventura | WARNE HYDRO AGGREGATE | 76 | 74.98 | 67.32 | 75.81 | 76 | 76 | 76 | 76 | 76 | 69.62 | 69.62 | 76 | Y | South | FC
WAUKNA_1_SOLAR | Fresno | Corcoran Solar | 0.0012 | 0.0078 | 0.031 | 0.377 | 0.3794 | 0.3826 | 0.3668 | 0.398 | 0.3546 | 0.2344 | 0.0008 | 0.0004 | N | North | ID to 2% | C3&4: Waiting for Borden 230 kV Voltage Support, Gates No. 2 500/230 kV Transformer and possibly other
WAUKNA_1_SOLAR2 | Fresno | Corcoran 2 | 0.05 | 0.29 | 1.35 | 15.76 | 14.92 | 17.23 | 16.39 | 17.43 | 15.02 | 11.82 | 0.03 | 0.02 | N | North | FC
WDFRDF_2_UNITS | NCNB | WEST FORD FLAT AGGREGATE | 25 | 25 | 25 | 25 | 25 | 25 | 25 | 25 | 25 | 25 | 25 | 25 | Y | North | FC
WDLEAF_7_UNIT 1 | Sierra | WOODLEAF HYDRO | 60 | 60 | 60 | 60 | 60 | 60 | 60 | 60 | 60 | 60 | 60 | 60 | Y | North | FC
WEBER_6_FORWRD | Stockton | Forward | 3.5 | 2.66 | 2.88 | 2.28 | 2.59 | 3.55 | 3.73 | 3.75 | 3.32 | 2.96 | 3.43 | 3.54 | N | North | FC
WESTPT_2_UNIT | CAISO System | West Point Hydro Plant | 14 | 14 | 14 | 14 | 14 | 14 | 14 | 14 | 14 | 14 | 14 | 14 | Y | North | FC
WFRESN_1_SOLAR | Fresno | Joya Del Sol | [12 empty] | N | North | EO | bar: JAN to DEC
WHEATL_6_LNDFIL | Sierra | G2 ENERGY, OSTROM ROAD LLC | 2.43 | 2.47 | 2.34 | 2.23 | 1.99 | 2.26 | 2.21 | 2.33 | 2.73 | 2.67 | 2.42 | 2.41 | N | North | ID | 15DGD: Waiting for Lodi-Eight Mile 230 kV Line Reconductoring, Vaca Dixon-Davis 115 kV Conversion and possibly other
WHTWTR_1_WINDA1 | LA Basin | Whitewater Hill Wind Project | 0.91 | 6.61 | 12.33 | 7.12 | 23.35 | 30.57 | 9.17 | 5.22 | 4.42 | 3.93 | 1.98 | 1.59 | N | South | FC
WISE_1_UNIT 1 | Sierra | Wise Hydro Unit 1 | 8.74 | 9.49 | 8 | 8.09 | 11.1 | 10.86 | 11.19 | 10.68 | 9.86 | 7.51 | 3.89 | 3.44 | Y | North | FC
WISE_1_UNIT 2 | Sierra | WISE HYDRO UNIT 2 | 0.4 | 0.48 | 0.38 | 0.16 | 0 | 0 | 0 | 0 | 0 | 0 | 0 | 0 | Y | North | FC
WISHON_6_UNITS | Fresno | Wishon/San Joaquin #1-A AGGREGATE | 18.4 | 18.4 | 18.4 | 18.4 | 18.4 | 18.4 | 18.4 | 18.4 | 18.4 | 18.4 | 18.4 | 18.4 | Y | North | FC
WLDWD_1_SOLAR1 | CAISO System | Wildwood Solar I | 0.05 | 0.29 | 1.35 | 16.9 | 15.8 | 16.49 | 15.91 | 16.36 | 13.05 | 10.44 | 0.03 | 0.02 | N | North | ID | C3&4: Waiting for Gates No. 2 500/230 kV Transformer and possibly other
WNDMAS_2_UNIT 1 | Bay Area | BUENA VISTA ENERGY, LLC | 0.33 | 1.54 | 2.54 | 2.4 | 10.87 | 3.47 | 3.76 | 3.52 | 2.25 | 0.97 | 0.5 | 0.81 | N | North | FC
WNDSTR_2_WIND | CAISO System | Windstar | 3.04 | 20.05 | 21.91 | 31.98 | 43.5 | 34.45 | 18.65 | 19.51 | 15.77 | 9.36 | 4.31 | 6.34 | N | South | FC
WOLFSK_1_UNITA1 | CAISO System | Wolfskill Energy Center, Unit #1 | 46.9 | 46.9 | 46.9 | 46.9 | 46 | 46 | 46 | 46 | 46 | 46.9 | 46.9 | 46.9 | Y | North | FC
WRGHTP_7_AMENGY | Fresno | SMALL QF AGGREGATION - LOS BANOS | 0 | 0 | 0.05 | 0 | 0.07 | 0.1 | 0.2 | 0.14 | 0 | 0 | 0 | 0 | N | North | FC
WSENGY_1_UNIT 1 | CAISO System | WHEELABRATOR SHASTA UNITS 1-3 AGGREGATE | 46.99 | 48.34 | 44.14 | 38.9 | 45.05 | 47.97 | 49.37 | 47.87 | 47.51 | 48.53 | 49.75 | 45.08 | N | North | FC
YUBACT_1_SUNSWT | Sierra | YUBA CITY COGEN | 10.84 | 10.58 | 12.29 | 11.86 | 9.79 | 26.65 | 30.62 | 23.98 | 24.38 | 11.48 | 8.37 | 9.44 | Y | North | FC
YUBACT_6_UNITA1 | Sierra | Yuba City Energy Center (Calpine) | 46 | 46 | 46 | 46 | 46 | 46 | 46 | 46 | 46 | 46 | 46 | 46 | Y | North | FC
ZOND_6_UNIT | Bay Area | ZOND WINDSYSTEMS INC. | 0 | 0.11 | 0.44 | 0.39 | 2.27 | 0.88 | 1.56 | 1.52 | 0.64 | 0.25 | 0 | 0 | N | North | FC

## Draft 2017 EFC
RESOURCE_ID | JAN | FEB | MAR | APR | MAY | JUN | JUL | AUG | SEP | OCT | NOV | DEC | MINIMUM QUALIFIED CATEOGRY
ADLIN_1_UNITS | 8 | 8 | 8 | 8 | 8 | 8 | 8 | 8 | 8 | 8 | 8 | 8 | 1
AGRICO_6_PL3N5 | 20 | 20 | 20 | 20 | 20 | 20 | 20 | 20 | 20 | 20 | 20 | 20 | 1
AGRICO_7_UNIT | 48.99 | 48.99 | 48.99 | 48.99 | 48.99 | 48.99 | 48.99 | 48.99 | 48.99 | 48.99 | 48.99 | 48.99 | 1
ALAMIT_7_UNIT 1 | 164.56 | 164.56 | 164.56 | 164.56 | 164.56 | 164.56 | 164.56 | 164.56 | 164.56 | 164.56 | 164.56 | 164.56 | 1
ALAMIT_7_UNIT 2 | 165 | 165 | 165 | 165 | 165 | 165 | 165 | 165 | 165 | 165 | 165 | 165 | 1
ALAMIT_7_UNIT 3 | 312.18 | 312.18 | 312.18 | 312.18 | 312.18 | 312.18 | 312.18 | 312.18 | 312.18 | 312.18 | 312.18 | 312.18 | 1
ALAMIT_7_UNIT 4 | 315.67 | 315.67 | 315.67 | 315.67 | 315.67 | 315.67 | 315.67 | 315.67 | 315.67 | 315.67 | 315.67 | 315.67 | 1
ALAMIT_7_UNIT 5 | 427.97 | 427.97 | 427.97 | 427.97 | 427.97 | 427.97 | 427.97 | 427.97 | 427.97 | 427.97 | 427.97 | 427.97 | 1
ALAMIT_7_UNIT 6 | 425 | 425 | 425 | 425 | 425 | 425 | 425 | 425 | 425 | 425 | 425 | 425 | 1
ALAMO_6_UNIT | 11.05 | 6.77 | 8.58 | 15.07 | 15.07 | 15.07 | 15.07 | 15.07 | 15.07 | 15.07 | 15.07 | 15.07 | 1
ALMEGT_1_UNIT 1 | 23.8 | 23.8 | 23.8 | 23.8 | 23.8 | 23.8 | 23.8 | 23.8 | 23.8 | 23.8 | 23.8 | 23.8 | 1
ALMEGT_1_UNIT 2 | 24.4 | 24.4 | 24.4 | 24.4 | 24.4 | 24.4 | 24.4 | 24.4 | 24.4 | 24.4 | 24.4 | 24.4 | 1
ANAHM_2_CANYN1 | 49.4 | 49.4 | 49.4 | 49.4 | 49.4 | 49.4 | 49.4 | 49.4 | 49.4 | 49.4 | 49.4 | 49.4 | 1
ANAHM_2_CANYN2 | 48 | 48 | 48 | 48 | 48 | 48 | 48 | 48 | 48 | 48 | 48 | 48 | 1
ANAHM_2_CANYN3 | 48 | 48 | 48 | 48 | 48 | 48 | 48 | 48 | 48 | 48 | 48 | 48 | 1
ANAHM_2_CANYN4 | 49.4 | 49.4 | 49.4 | 49.4 | 49.4 | 49.4 | 49.4 | 49.4 | 49.4 | 49.4 | 49.4 | 49.4 | 1
ANAHM_7_CT | 2.81 | 2.81 | 2.81 | 2.81 | 2.81 | 0.64 | 0.64 | 0.64 | 0.64 | 0.64 | 2.81 | 2.81 | 1
BALCHS_7_UNIT 1 | 33 | 33 | 33 | 33 | 33 | 33 | 33 | 33 | 33 | 33 | 33 | 33 | 1
BALCHS_7_UNIT 2 | 52.5 | 52.5 | 52.5 | 52.5 | 52.5 | 52.5 | 52.5 | 52.5 | 52.5 | 52.5 | 52.5 | 52.5 | 1
BALCHS_7_UNIT 3 | 52.5 | 52.5 | 52.5 | 52.5 | 52.5 | 52.5 | 52.5 | 52.5 | 52.5 | 52.5 | 52.5 | 52.5 | 1
BANGOR_6_HYDRO | 0.41 | 0.36 | 0.44 | 0.51 | 0.59 | 0.58 | 0.61 | 0.54 | 0.47 | 0.33 | 0.32 | 0.32 | 1
BARRE_6_PEAKER | 47 | 47 | 47 | 47 | 47 | 47 | 47 | 47 | 47 | 47 | 47 | 47 | 1
BDGRCK_1_UNITS | 44 | 40.96 | 42.1 | 41.38 | 33.83 | 30.72 | 31.15 | 36.29 | 37.12 | 40.04 | 44 | 38.5 | 1
BEARDS_7_UNIT 1 | 0.63 | 0.42 | 0.43 | 5.47 | 5.93 | 7.05 | 8.35 | 8.36 | 6.46 | 2.16 | 2.04 | 3.91 | 2
BEARMT_1_UNIT | 16.13 | 14.82 | 23.09 | 29.86 | 38.61 | 45.73 | 44.77 | 44.58 | 44.87 | 43.63 | 35.06 | 8.3 | 1
BELDEN_7_UNIT 1 | 115 | 115 | 115 | 115 | 115 | 115 | 115 | 115 | 115 | 115 | 115 | 115 | 1
BIGCRK_2_EXESWD | 773.6 | 773.6 | 773.6 | 773.6 | 800.6 | 800.6 | 800.6 | 800.6 | 773.6 | 773.6 | 773.6 | 773.6 | 1
BLACK_7_UNIT 1 | 85 | 85 | 85 | 85 | 85 | 85 | 85 | 85 | 85 | 85 | 85 | 85 | 1
BLACK_7_UNIT 2 | 84.1 | 84.1 | 84.1 | 84.1 | 84.1 | 84.1 | 84.1 | 84.1 | 84.1 | 84.1 | 84.1 | 84.1 | 1
BLCKBT_2_STONEY | 2.04 | 1.6 | 1.3 | 3.5 | 2.7 | 2.57 | 2.02 | 1.83 | 1.5 | 1.5 | 2.1 | 2.51 | 1
BNNIEN_7_ALTAPH | 0.23 | 0.24 | 0.32 | 0.31 | 0.24 | 0.41 | 0.64 | 0.72 | 0.35 | 0.53 | 0.52 | 0.39 | 2
BOGUE_1_UNITA1 | 46.3 | 46.3 | 46.3 | 46.3 | 46.3 | 46 | 45 | 45 | 45 | 46.3 | 46.3 | 46.3 | 1
BORDER_6_UNITA1 | 48 | 48 | 48 | 48 | 48 | 48 | 48 | 48 | 48 | 48 | 48 | 48 | 1
BRDWAY_7_UNIT 3 | 47 | 47 | 47 | 47 | 47 | 47 | 47 | 47 | 47 | 47 | 47 | 47 | 1
BUCKBL_2_PL1X3 | 317.98 | 317.98 | 317.98 | 317.98 | 317.98 | 317.98 | 317.98 | 317.98 | 317.98 | 317.98 | 317.98 | 317.98 | 1
BUCKCK_7_OAKFLT | 0.48 | 0.64 | 0.94 | 1.02 | 1.1 | 1.11 | 0.93 | 0.84 | 0.39 | 0.43 | 0.57 | 0.49 | 1
BUCKCK_7_PL1X2 | 58 | 58 | 58 | 58 | 58 | 58 | 58 | 58 | 58 | 58 | 58 | 58 | 1
BUTTVL_7_UNIT 1 | 40 | 40 | 40 | 40 | 40 | 40 | 40 | 40 | 40 | 40 | 40 | 40 | 1
CALPIN_1_AGNEW | 8 | 8 | 8 | 8 | 8 | 8 | 8 | 8 | 8 | 8 | 8 | 8 | 1
CAMPFW_7_FARWST | 4.86 | 4.31 | 4.35 | 5.73 | 4.31 | 2.87 | 2.97 | 2.9 | 0.57 | 0 | 0 | 2.28 | 1
CAPMAD_1_UNIT 1 | 0 | 0 | 0 | 0 | 0 | 0 | 0 | 0 | 0 | 0 | 0 | 0 | 1
CARBOU_7_PL2X3 | 48 | 48 | 48 | 48 | 48 | 48 | 48 | 48 | 48 | 48 | 48 | 48 | 1
CARBOU_7_PL4X5 | 120 | 120 | 120 | 120 | 120 | 120 | 120 | 120 | 120 | 120 | 120 | 120 | 1
CARBOU_7_UNIT 1 | 24 | 24 | 24 | 24 | 24 | 24 | 24 | 24 | 24 | 24 | 24 | 24 | 1
CENTER_2_RHONDO | 1.91 | 1.91 | 1.91 | 1.91 | 1.91 | 1.91 | 1.91 | 1.91 | 1.91 | 1.91 | 1.91 | 1.91 | 1
CENTER_6_PEAKER | 47 | 47 | 47 | 47 | 47 | 47 | 47 | 47 | 47 | 47 | 47 | 47 | 1
CENTRY_6_PL1X4 | 36 | 36 | 36 | 36 | 36 | 36 | 36 | 36 | 36 | 36 | 36 | 36 | 1
CHICPK_7_UNIT 1 | 38 | 38 | 38 | 38 | 38 | 38 | 38 | 38 | 38 | 38 | 38 | 38 | 1
CHILLS_7_UNITA1 | 1.82 | 2 | 2 | 2 | 1.4 | 1.68 | 1.56 | 1.52 | 1.74 | 1.75 | 1.8 | 1.61 | 1
CHINO_6_SMPPAP | 42.78 | 42.78 | 42.78 | 42.78 | 42.78 | 42.78 | 42.78 | 42.78 | 42.78 | 42.78 | 42.78 | 42.78 | 1
CHINO_7_MILIKN | 1.29 | 1.2 | 1.49 | 1.48 | 1.36 | 1.24 | 1.25 | 1.19 | 1.21 | 1.27 | 1.41 | 1.32 | 1
CHWCHL_1_UNIT | 48 | 48 | 48 | 48 | 48 | 48 | 48 | 48 | 48 | 48 | 48 | 48 | 1
CLRKRD_6_LIMESD | 0.75 | 0.76 | 0.81 | 0.79 | 0.74 | 0.68 | 0.66 | 0.6 | 0.6 | 0.64 | 0.57 | 0.55 | 1
CNTRVL_6_UNIT | 0 | 0 | 0 | 0 | 0 | 0 | 0 | 0 | 0 | 0 | 0 | 0 | 1
COCOPP_2_CTG1 | 204.2 | 204.2 | 202.26 | 199.2 | 196.25 | 193.39 | 191.35 | 191.35 | 193.39 | 196.25 | 202.26 | 203.28 | 1
COCOPP_2_CTG2 | 202.7 | 202.7 | 200.09 | 197.07 | 194.14 | 191.32 | 189.3 | 189.3 | 191.32 | 194.14 | 200.09 | 201.1 | 1
COCOPP_2_CTG3 | 204.31 | 204.31 | 202.37 | 199.31 | 196.35 | 193.49 | 191.45 | 191.45 | 193.49 | 196.35 | 202.37 | 203.39 | 1
COCOPP_2_CTG4 | 204.29 | 204.29 | 202.35 | 199.29 | 196.33 | 193.48 | 191.44 | 191.44 | 193.48 | 196.33 | 202.35 | 203.37 | 1
COLEMN_2_UNIT | 6.53 | 6.98 | 9.32 | 10.04 | 9.45 | 7.89 | 6.09 | 3.28 | 3 | 3.51 | 3.83 | 4.9 | 1
COLGAT_7_UNIT 1 | 149.85 | 148.64 | 153.29 | 158.63 | 162.79 | 165.7 | 165.1 | 161.65 | 156.74 | 151.87 | 149.95 | 148.24 | 1
COLGAT_7_UNIT 2 | 149.8 | 148.6 | 153.24 | 158.63 | 162.83 | 165.76 | 165.16 | 161.68 | 156.71 | 151.81 | 149.91 | 148.21 | 1
COLTON_6_AGUAM1 | 43 | 43 | 43 | 43 | 43 | 43 | 43 | 43 | 43 | 43 | 43 | 43 | 1
COLUSA_2_PL1X3 | 531 | 531 | 531 | 531 | 531 | 531 | 531 | 531 | 531 | 531 | 531 | 531 | 1
COLVIL_7_PL1X2 | 246.86 | 246.86 | 246.86 | 246.86 | 246.86 | 246.86 | 246.86 | 246.86 | 246.86 | 246.86 | 246.86 | 246.86 | 1
CONTAN_1_UNIT | 27.7 | 27.7 | 27.7 | 27.7 | 27.7 | 27.7 | 27.7 | 27.7 | 27.7 | 27.7 | 27.7 | 27.7 | 1
CONTRL_1_POOLE | 0.79 | 0.83 | 0.86 | 3.35 | 2.59 | 5.16 | 4.35 | 2.98 | 0.8 | 1.4 | 1 | 1.09 | 1
CONTRL_1_RUSHCK | 4.65 | 5.17 | 5.34 | 6.54 | 9.47 | 11.94 | 4.77 | 3.24 | 3.46 | 4.55 | 4.87 | 4.17 | 1
CORONS_6_CLRWTR | 8 | 8 | 8 | 8 | 8 | 8 | 8 | 8 | 8 | 8 | 8 | 8 | 1
COWCRK_2_UNIT | 0.6 | 0.67 | 0.6 | 0.74 | 0.69 | 0.6 | 0.42 | 0.23 | 0.18 | 0.31 | 0.49 | 0.56 | 1
CRESTA_7_PL1X2 | 70 | 70 | 70 | 70 | 70 | 70 | 70 | 70 | 70 | 70 | 70 | 70 | 1
CRNEVL_6_CRNVA | 0.65 | 0.65 | 0.69 | 0.75 | 0.83 | 0.84 | 0.78 | 0.71 | 0.7 | 0.69 | 0.65 | 0.62 | 1
CRNEVL_6_SJQN 2 | 3.2 | 3.2 | 3.2 | 3.2 | 3.2 | 3.2 | 3.2 | 3.2 | 3.2 | 3.2 | 3.2 | 3.2 | 1
CRNEVL_6_SJQN 3 | 4.2 | 4.2 | 4.2 | 4.2 | 4.2 | 4.2 | 4.2 | 4.2 | 4.2 | 4.2 | 4.2 | 4.2 | 1
CSCCOG_1_UNIT 1 | 6 | 6 | 6 | 6 | 6 | 6 | 6 | 6 | 6 | 6 | 6 | 6 | 1
CSCGNR_1_UNIT 1 | 24 | 24 | 24 | 24 | 24 | 24 | 24 | 24 | 24 | 24 | 24 | 24 | 1
CSCGNR_1_UNIT 2 | 24 | 24 | 24 | 24 | 24 | 24 | 24 | 24 | 24 | 24 | 24 | 24 | 1
CSTRVL_7_PL1X2 | 4.13 | 3.51 | 3.69 | 4.01 | 3.63 | 3.95 | 4.16 | 4.14 | 4.17 | 3.86 | 3.98 | 3.73 | 1
DEERCR_6_UNIT 1 | 1.6 | 1.99 | 1.61 | 2.26 | 2.69 | 3.24 | 3.51 | 3.74 | 3.68 | 2.78 | 1.55 | 0.64 | 1
DELTA_2_PL1X4 | 608.29 | 608.29 | 602 | 592 | 582 | 567 | 560 | 560 | 560 | 582 | 597 | 608.29 | 1
DONNLS_7_UNIT | 65.95 | 66.32 | 67.86 | 65.21 | 70.1 | 72 | 72 | 72 | 72 | 70.02 | 67.92 | 66.81 | 1
DOUBLC_1_UNITS | 52.23 | 52.23 | 52.23 | 52.23 | 52.23 | 52.23 | 52.23 | 52.23 | 52.23 | 52.23 | 52.23 | 52.23 | 1
DREWS_6_PL1X4 | 36 | 36 | 36 | 36 | 36 | 36 | 36 | 36 | 36 | 36 | 36 | 36 | 1
DRUM_7_PL1X2 | 26 | 26 | 26 | 26 | 26 | 26 | 26 | 26 | 26 | 26 | 26 | 26 | 1
DRUM_7_PL3X4 | 27.4 | 27.4 | 27.4 | 27.4 | 27.4 | 27.4 | 27.4 | 27.4 | 27.4 | 27.4 | 27.4 | 27.4 | 1
DRUM_7_UNIT 5 | 49.5 | 49.5 | 49.5 | 49.5 | 49.5 | 49.5 | 49.5 | 49.5 | 49.5 | 49.5 | 49.5 | 49.5 | 1
DSABLA_7_UNIT | 10.61 | 10.43 | 10.28 | 10.05 | 9.71 | 15.46 | 14.36 | 11.67 | 8.48 | 6.55 | 8.15 | 8.14 | 1
DUANE_1_PL1X3 | 137.8 | 137.8 | 137.8 | 137.8 | 137.8 | 137.8 | 137.8 | 137.8 | 137.8 | 137.8 | 137.8 | 137.8 | 1
DUTCH1_7_UNIT 1 | 22 | 22 | 22 | 22 | 22 | 22 | 22 | 22 | 22 | 22 | 22 | 22 | 1
DUTCH2_7_UNIT 1 | 26 | 26 | 26 | 26 | 26 | 26 | 26 | 26 | 26 | 26 | 26 | 26 | 1
DVLCYN_1_UNITS | 189.19 | 127.18 | 234.97 | 234.97 | 234.97 | 234.97 | 234.97 | 234.97 | 234.97 | 234.97 | 234.97 | 234.97 | 1
EASTWD_7_UNIT | 199 | 199 | 199 | 199 | 199 | 199 | 199 | 199 | 199 | 199 | 199 | 199 | 2
ELCAJN_6_LM6K | 48.1 | 48.1 | 48.1 | 48.1 | 48.1 | 48.1 | 48.1 | 48.1 | 48.1 | 48.1 | 48.1 | 48.1 | 2
ELCAJN_6_UNITA1 | 45.42 | 45.42 | 45.42 | 45.42 | 45.42 | 45.42 | 45.42 | 45.42 | 45.42 | 45.42 | 45.42 | 45.42 | 1
ELCAJN_7_GT1 | 16 | 16 | 16 | 16 | 16 | 16 | 16 | 16 | 16 | 16 | 16 | 16 | 1
ELDORO_7_UNIT 1 | 11 | 11 | 11 | 11 | 11 | 11 | 11 | 11 | 11 | 11 | 11 | 11 | 1
ELDORO_7_UNIT 2 | 11 | 11 | 11 | 11 | 11 | 11 | 11 | 11 | 11 | 11 | 11 | 11 | 1
ELECTR_7_PL1X3 | 98 | 98 | 98 | 98 | 98 | 98 | 98 | 98 | 98 | 98 | 98 | 98 | 1
ELKCRK_6_STONYG | 1.8 | 2.4 | 2.7 | 2.2 | 1.6 | 1.7 | 2.2 | 2 | 1.4 | 0.4 | 0.1 | 0.9 | 1
ELKHIL_2_PL1X3 | 259 | 259 | 259 | 259 | 259 | 259 | 259 | 259 | 259 | 259 | 259 | 259 | 1
ELSEGN_2_UN1011 | 263 | 263 | 263 | 263 | 263 | 263 | 263 | 263 | 263 | 263 | 263 | 263 | 2
ELSEGN_2_UN2021 | 263.68 | 263.68 | 263.68 | 263.68 | 263.68 | 263.68 | 263.68 | 263.68 | 263.68 | 263.68 | 263.68 | 263.68 | 2
ENCINA_7_EA1 | 86 | 86 | 86 | 86 | 86 | 86 | 86 | 86 | 86 | 86 | 86 | 86 | 1
ENCINA_7_EA2 | 84 | 84 | 84 | 84 | 84 | 84 | 84 | 84 | 84 | 84 | 84 | 84 | 1
ENCINA_7_EA3 | 90 | 90 | 90 | 90 | 90 | 90 | 90 | 90 | 90 | 90 | 90 | 90 | 1
ENCINA_7_EA4 | 280 | 280 | 280 | 280 | 280 | 280 | 280 | 280 | 280 | 280 | 280 | 280 | 1
ENCINA_7_EA5 | 310 | 310 | 310 | 310 | 310 | 310 | 310 | 310 | 310 | 310 | 310 | 310 | 1
ENCINA_7_GT1 | 14.5 | 14.5 | 14.5 | 14.5 | 14.5 | 14.5 | 14.5 | 14.5 | 14.5 | 14.5 | 14.5 | 14.5 | 1
ESCNDO_6_PL1X2 | 48.71 | 48.71 | 48.71 | 48.71 | 48.71 | 48.71 | 48.71 | 48.71 | 48.71 | 48.71 | 48.71 | 48.71 | 1
ESCNDO_6_UNITB1 | 48 | 48 | 48 | 48 | 48 | 48 | 48 | 48 | 48 | 48 | 48 | 48 | 1
ESCO_6_GLMQF | 0 | 0 | 0 | 0 | 0 | 0 | 0 | 0 | 0 | 0 | 0 | 0 | 1
ETIWND_6_GRPLND | 46 | 46 | 46 | 46 | 46 | 46 | 46 | 46 | 46 | 46 | 46 | 46 | 1
ETIWND_7_MIDVLY | 1.64 | 1.6 | 1.68 | 1.69 | 1.92 | 1.85 | 1.68 | 1.67 | 1.66 | 1.53 | 1.51 | 1.63 | 1
ETIWND_7_UNIT 3 | 295 | 295 | 295 | 295 | 295 | 295 | 295 | 295 | 295 | 295 | 295 | 295 | 1
ETIWND_7_UNIT 4 | 295 | 295 | 295 | 295 | 295 | 295 | 295 | 295 | 295 | 295 | 295 | 295 | 1
EXCHEC_7_UNIT 1 | 94.2 | 94.2 | 94.2 | 94.2 | 94.2 | 94.2 | 94.2 | 94.2 | 94.2 | 94.2 | 94.2 | 94.2 | 1
FMEADO_7_UNIT | 14.44 | 14.45 | 14.88 | 15.41 | 16.35 | 17.16 | 16.83 | 16.01 | 14.99 | 14.24 | 14.2 | 14.24 | 1
FORBST_7_UNIT 1 | 37.5 | 37.5 | 37.5 | 37.5 | 37.5 | 37.5 | 37.5 | 37.5 | 37.5 | 37.5 | 37.5 | 37.5 | 1
GATWAY_2_PL1X3 | 432.5 | 432.5 | 432.5 | 432.5 | 432.5 | 432.5 | 432.5 | 432.5 | 432.5 | 432.5 | 432.5 | 432.5 | 1
GEYS11_7_UNIT11 | 46 | 46 | 46 | 46 | 46 | 46 | 46 | 46 | 46 | 46 | 46 | 46 | 1
GEYS12_7_UNIT12 | 28 | 28 | 28 | 28 | 28 | 28 | 28 | 28 | 28 | 28 | 28 | 28 | 1
GEYS13_7_UNIT13 | 34 | 34 | 34 | 34 | 34 | 34 | 34 | 34 | 34 | 34 | 34 | 34 | 1
GEYS14_7_UNIT14 | 28 | 28 | 28 | 28 | 28 | 28 | 28 | 28 | 28 | 28 | 28 | 28 | 1
GEYS16_7_UNIT16 | 24 | 24 | 24 | 24 | 24 | 24 | 24 | 24 | 24 | 24 | 24 | 24 | 1
GEYS17_7_UNIT17 | 34 | 34 | 34 | 34 | 34 | 34 | 34 | 34 | 34 | 34 | 34 | 34 | 1
GEYS18_7_UNIT18 | 23 | 23 | 23 | 23 | 23 | 23 | 23 | 23 | 23 | 23 | 23 | 23 | 1
GEYS20_7_UNIT20 | 18 | 18 | 18 | 18 | 18 | 18 | 18 | 18 | 18 | 18 | 18 | 18 | 1
GILROY_1_UNIT | 25 | 25 | 25 | 25 | 20 | 15 | 10 | 10 | 15 | 25 | 25 | 25 | 1
GILRPP_1_PL1X2 | 94.5 | 94.5 | 94.5 | 93 | 92 | 91 | 91 | 91 | 92 | 93 | 94.5 | 94.5 | 1
GILRPP_1_PL3X4 | 46.2 | 46.2 | 46.2 | 46.2 | 46.2 | 46 | 46 | 46 | 46 | 46.2 | 46.2 | 46.2 | 1
GLNARM_7_UNIT 1 | 22.07 | 22.07 | 22.07 | 22.07 | 22.07 | 22.07 | 22.07 | 22.07 | 22.07 | 22.07 | 22.07 | 22.07 | 1
GLNARM_7_UNIT 2 | 22.3 | 22.3 | 22.3 | 22.3 | 22.3 | 22.3 | 22.3 | 22.3 | 22.3 | 22.3 | 22.3 | 22.3 | 1
GLNARM_7_UNIT 3 | 44.83 | 44.83 | 44.83 | 44.83 | 44.83 | 44.83 | 44.83 | 44.83 | 44.83 | 44.83 | 44.83 | 44.83 | 1
GLNARM_7_UNIT 4 | 42.42 | 42.42 | 42.42 | 42.42 | 42.42 | 42.42 | 42.42 | 42.42 | 42.42 | 42.42 | 42.42 | 42.42 | 1
GOLETA_6_ELLWOD | 54 | 54 | 54 | 54 | 54 | 54 | 54 | 54 | 54 | 54 | 54 | 54 | 1
GRIZLY_1_UNIT 1 | 17.7 | 17.7 | 17.7 | 17.7 | 17.7 | 17.7 | 17.7 | 17.7 | 17.7 | 17.7 | 17.7 | 17.7 | 1
GRNLF1_1_UNITS | 11.36 | 11.01 | 10.7 | 10.27 | 9.62 | 9.12 | 9.06 | 9.12 | 9.22 | 9.9 | 10.76 | 11.32 | 1
GWFPWR_1_UNITS | 84.4 | 84.4 | 84.4 | 84.4 | 84.4 | 84.4 | 84.4 | 84.4 | 84.4 | 84.4 | 84.4 | 84.4 | 1
GYS5X6_7_UNITS | 61 | 61 | 61 | 61 | 61 | 61 | 61 | 61 | 61 | 61 | 61 | 61 | 1
GYS7X8_7_UNITS | 52 | 52 | 52 | 52 | 52 | 52 | 52 | 52 | 52 | 52 | 52 | 52 | 1
HAASPH_7_PL1X2 | 144 | 144 | 144 | 144 | 144 | 144 | 144 | 144 | 144 | 144 | 144 | 144 | 1
HALSEY_6_UNIT | 5.69 | 5.86 | 4.38 | 5.14 | 7.5 | 7.23 | 7.52 | 6.44 | 6.33 | 4.97 | 2.29 | 1.92 | 1
HARBGN_7_UNITS | 35 | 35 | 35 | 35 | 35 | 35 | 35 | 35 | 35 | 35 | 35 | 35 | 1
HATCR1_7_UNIT | 3.72 | 3.6 | 3.7 | 2.92 | 2.99 | 3.22 | 3.08 | 2.75 | 2.59 | 2.7 | 3.19 | 3.4 | 1
HATCR2_7_UNIT | 5.04 | 4.93 | 5.05 | 4.21 | 4.36 | 4.44 | 4.28 | 3.95 | 3.82 | 4.25 | 4.84 | 5.09 | 1
HELMPG_7_UNIT 1 | 407 | 407 | 407 | 407 | 407 | 407 | 407 | 407 | 407 | 407 | 407 | 407 | 1
HELMPG_7_UNIT 2 | 407 | 407 | 407 | 407 | 407 | 407 | 407 | 407 | 407 | 407 | 407 | 407 | 1
HELMPG_7_UNIT 3 | 404 | 404 | 404 | 404 | 404 | 404 | 404 | 404 | 404 | 404 | 404 | 404 | 1
HENRTA_6_UNITA1 | 45.33 | 45.33 | 45.33 | 45.33 | 45.33 | 45.33 | 45.33 | 45.33 | 45.33 | 45.33 | 45.33 | 45.33 | 1
HENRTA_6_UNITA2 | 45.23 | 45.23 | 45.23 | 45.23 | 45.23 | 45.23 | 45.23 | 45.23 | 45.23 | 45.23 | 45.23 | 45.23 | 1
HIDSRT_2_UNITS | 546 | 546 | 546 | 546 | 546 | 546 | 546 | 546 | 546 | 546 | 546 | 546 | 1
HINSON_6_LBECH1 | 65 | 65 | 65 | 65 | 65 | 65 | 65 | 65 | 65 | 65 | 65 | 65 | 2
HINSON_6_LBECH2 | 65 | 65 | 65 | 65 | 65 | 65 | 65 | 65 | 65 | 65 | 65 | 65 | 2
HINSON_6_LBECH3 | 65 | 65 | 65 | 65 | 65 | 65 | 65 | 65 | 65 | 65 | 65 | 65 | 2
HINSON_6_LBECH4 | 65 | 65 | 65 | 65 | 65 | 65 | 65 | 65 | 65 | 65 | 65 | 65 | 2
HMLTBR_6_UNITS | 0.73 | 0.95 | 1.01 | 2.1 | 1.06 | 1.08 | 4.9 | 4.9 | 0.54 | 0.67 | 0.73 | 0.7 | 1
HNTGBH_7_UNIT 1 | 205.75 | 205.75 | 205.75 | 205.75 | 205.75 | 205.75 | 205.75 | 205.75 | 205.75 | 205.75 | 205.75 | 205.75 | 1
HNTGBH_7_UNIT 2 | 205.8 | 205.8 | 205.8 | 205.8 | 205.8 | 205.8 | 205.8 | 205.8 | 205.8 | 205.8 | 205.8 | 205.8 | 1
HUMBPP_1_UNITS3 | 65 | 65 | 65 | 65 | 65 | 65 | 65 | 65 | 65 | 65 | 65 | 65 | 1
HUMBPP_6_UNITS | 97.62 | 97.62 | 97.62 | 97.62 | 97.62 | 97.62 | 97.62 | 97.62 | 97.62 | 97.62 | 97.62 | 97.62 | 1
HYTTHM_2_UNITS | 103.2 | 41.36 | 67.89 | 201.23 | 422 | 529.56 | 469.16 | 501.66 | 339.93 | 231.84 | 231.84 | 188.85 | 1
INDIGO_1_UNIT 1 | 42 | 42 | 42 | 42 | 42 | 42 | 42 | 42 | 42 | 42 | 42 | 42 | 1
INDIGO_1_UNIT 2 | 42 | 42 | 42 | 42 | 42 | 42 | 42 | 42 | 42 | 42 | 42 | 42 | 1
INDIGO_1_UNIT 3 | 42 | 42 | 42 | 42 | 42 | 42 | 42 | 42 | 42 | 42 | 42 | 42 | 1
INLDEM_5_UNIT 1 | 195 | 195 | 195 | 190 | 180 | 170 | 165 | 165 | 170 | 180 | 190 | 195 | 1
INLDEM_5_UNIT 2 | 195 | 195 | 195 | 190 | 180 | 170 | 165 | 165 | 170 | 180 | 190 | 195 | 1
INSKIP_2_UNIT | 4.99 | 4.85 | 5.79 | 6.19 | 6.12 | 5.31 | 3.87 | 3.22 | 3.02 | 3.34 | 3.49 | 3.89 | 1
INTKEP_2_UNITS | 307 | 307 | 307 | 307 | 307 | 307 | 307 | 307 | 239 | 300 | 307 | 307 | 1
KEARNY_7_KY3 | 61 | 61 | 61 | 61 | 61 | 61 | 61 | 61 | 61 | 61 | 61 | 61 | 1
KELSO_2_UNITS | 198.03 | 198.03 | 198.03 | 198.03 | 198.03 | 198.03 | 198.03 | 198.03 | 198.03 | 198.03 | 198.03 | 198.03 | 2
KELYRG_6_UNIT | 10 | 10 | 10 | 10 | 10 | 10 | 10 | 10 | 10 | 10 | 10 | 10 | 1
KERKH1_7_UNIT 1 | 13 | 13 | 13 | 13 | 13 | 13 | 13 | 13 | 13 | 13 | 13 | 13 | 1
KERKH1_7_UNIT 3 | 12.8 | 12.8 | 12.8 | 12.8 | 12.8 | 12.8 | 12.8 | 12.8 | 12.8 | 12.8 | 12.8 | 12.8 | 1
KERKH2_7_UNIT 1 | 153.9 | 153.9 | 153.9 | 153.9 | 153.9 | 153.9 | 153.9 | 153.9 | 153.9 | 153.9 | 153.9 | 153.9 | 1
KERNFT_1_UNITS | 47 | 47 | 47 | 47 | 47 | 47 | 47 | 47 | 47 | 47 | 47 | 47 | 1
KILARC_2_UNIT 1 | 1.91 | 1.88 | 2.25 | 2.53 | 2.46 | 2.1 | 1.71 | 1.45 | 1.2 | 1.22 | 1.4 | 1.41 | 1
KINGCO_1_KINGBR | 0 | 0 | 0 | 0 | 0 | 0 | 1.08 | 1.71 | 0 | 0 | 0 | 0 | 1
KINGRV_7_UNIT 1 | 51.2 | 51.2 | 51.2 | 51.2 | 51.2 | 51.2 | 51.2 | 51.2 | 51.2 | 51.2 | 51.2 | 51.2 | 1
KNGCTY_6_UNITA1 | 44.6 | 44.6 | 44.6 | 44.6 | 44.6 | 44.6 | 44.6 | 44.6 | 44.6 | 44.6 | 44.6 | 44.6 | 1
KRNCNY_6_UNIT | 2.12 | 2.42 | 2.26 | 1.68 | 4.71 | 6.49 | 5.74 | 3.52 | 1.53 | 1.01 | 1.03 | 1.07 | 1
LAKHDG_6_UNIT 1 | 20 | 20 | 20 | 20 | 20 | 20 | 20 | 20 | 20 | 20 | 20 | 20 | 1
LAKHDG_6_UNIT 2 | 20 | 20 | 20 | 20 | 20 | 20 | 20 | 20 | 20 | 20 | 20 | 20 | 1
LAPLMA_2_UNIT 1 | 119.8 | 119.8 | 119.8 | 119.8 | 119.8 | 119.8 | 119.8 | 119.8 | 119.8 | 119.8 | 119.8 | 119.8 | 1
LAPLMA_2_UNIT 2 | 120.2 | 120.2 | 120.2 | 120.2 | 120.2 | 120.2 | 120.2 | 120.2 | 120.2 | 120.2 | 120.2 | 120.2 | 1
LAPLMA_2_UNIT 3 | 146.38 | 146.38 | 146.38 | 146.38 | 146.38 | 146.38 | 146.38 | 146.38 | 146.38 | 146.38 | 146.38 | 146.38 | 1
LAPLMA_2_UNIT 4 | 123.56 | 123.56 | 123.56 | 123.56 | 123.56 | 123.56 | 123.56 | 123.56 | 123.56 | 123.56 | 123.56 | 123.56 | 1
LARKSP_6_UNIT 1 | 46 | 46 | 46 | 46 | 46 | 46 | 46 | 46 | 46 | 46 | 46 | 46 | 1
LARKSP_6_UNIT 2 | 46 | 46 | 46 | 46 | 46 | 46 | 46 | 46 | 46 | 46 | 46 | 46 | 1
LAROA1_2_UNITA1 | 48 | 48 | 48 | 48 | 48 | 48 | 48 | 48 | 48 | 48 | 48 | 48 | 1
LAROA2_2_UNITA1 | 137 | 137 | 137 | 137 | 137 | 137 | 137 | 137 | 137 | 137 | 137 | 137 | 1
LEBECS_2_UNITS | 659.47 | 659.47 | 645 | 635 | 625 | 620 | 610 | 610 | 610 | 620 | 645 | 659.47 | 1
LECEF_1_UNITS | 252 | 252 | 252 | 252 | 252 | 252 | 252 | 252 | 252 | 252 | 252 | 252 | 1
LGHTHP_6_ICEGEN | 6 | 6 | 0 | 6 | 6 | 6 | 6 | 6 | 6 | 0 | 0 | 0 | 1
LIVOAK_1_UNIT 1 | 46.35 | 45.97 | 43.08 | 45.15 | 41.77 | 42.19 | 41.52 | 41.14 | 40.9 | 29.44 | 44.21 | 41.96 | 1
LMBEPK_2_UNITA1 | 48 | 48 | 48 | 48 | 47 | 47 | 47 | 47 | 47 | 48 | 48 | 48 | 1
LMBEPK_2_UNITA2 | 48 | 48 | 48 | 48 | 47 | 47 | 46 | 46 | 46 | 48 | 48 | 48 | 1
LMBEPK_2_UNITA3 | 48 | 48 | 48 | 48 | 47 | 47 | 47 | 47 | 47 | 48 | 48 | 48 | 1
LMEC_1_PL1X3 | 371.29 | 371.29 | 371.29 | 371.29 | 366 | 366 | 366 | 366 | 366 | 371.29 | 371.29 | 371.29 | 1
LODI25_2_UNIT 1 | 22.7 | 22.7 | 22.7 | 22.7 | 22.7 | 22.7 | 22.7 | 22.7 | 22.7 | 22.7 | 22.7 | 22.7 | 1
LODIEC_2_PL1X2 | 114.27 | 114.27 | 114.27 | 114.27 | 114.27 | 114.27 | 114.27 | 114.27 | 114.27 | 114.27 | 114.27 | 114.27 | 1
MALAGA_1_PL1X2 | 96 | 96 | 96 | 96 | 96 | 96 | 96 | 96 | 96 | 96 | 96 | 96 | 1
MCSWAN_6_UNITS | 2.51 | 4.09 | 4.22 | 4.24 | 6.59 | 6.17 | 6.9 | 5.82 | 4.32 | 3.35 | 0 | 0 | 2
MDFKRL_2_PROJCT | 204.57 | 204.66 | 206.91 | 209.44 | 212.55 | 212.94 | 210.97 | 208.68 | 206.55 | 205.97 | 203.1 | 201.8 | 1
MENBIO_6_RENEW1 | 0.02 | 0.08 | 0.25 | 3.64 | 3.51 | 3.58 | 4.11 | 4.02 | 3.7 | 2.54 | 0.01 | 0.01 | 1
MERCFL_6_UNIT | 0.69 | 2.92 | 1.19 | 1.36 | 2.66 | 2.55 | 2.04 | 2.15 | 1.84 | 1.3 | 0 | 0 | 1
METEC_2_PL1X3 | 413.16 | 413.16 | 413.16 | 413.16 | 405 | 395 | 390 | 390 | 400 | 413.16 | 413.16 | 413.16 | 1
MIRLOM_6_PEAKER | 46 | 46 | 46 | 46 | 46 | 46 | 46 | 46 | 46 | 46 | 46 | 46 | 1
MIRLOM_7_MWDLKM | 4.6 | 4.5 | 3.9 | 3.8 | 3.7 | 3.9 | 4.46 | 4.6 | 4.7 | 4.5 | 4.5 | 4.2 | 1
MNDALY_6_MCGRTH | 47.2 | 47.2 | 47.2 | 47.2 | 47.2 | 47.2 | 47.2 | 47.2 | 47.2 | 47.2 | 47.2 | 47.2 | 1
MNDALY_7_UNIT 1 | 195 | 195 | 195 | 195 | 195 | 195 | 195 | 195 | 195 | 195 | 195 | 195 | 1
MNDALY_7_UNIT 2 | 195.29 | 195.29 | 195.29 | 195.29 | 195.29 | 195.29 | 195.29 | 195.29 | 195.29 | 195.29 | 195.29 | 195.29 | 1
MNDALY_7_UNIT 3 | 130 | 130 | 130 | 130 | 130 | 130 | 130 | 130 | 130 | 130 | 130 | 130 | 1
MOJAVE_1_SIPHON | 7.13 | 7.48 | 6.59 | 12.58 | 12.58 | 12.58 | 12.58 | 12.58 | 12.58 | 12.58 | 12.58 | 12.58 | 1
MONTPH_7_UNITS | 0.77 | 0.08 | 1.74 | 3.31 | 7.42 | 9.73 | 10.51 | 8.85 | 5.94 | 2.46 | 0.85 | 1.14 | 2
MOORPK_7_UNITA1 | 1.85 | 2.09 | 2.07 | 1.94 | 2.02 | 1.67 | 1.97 | 2.12 | 1.59 | 1.43 | 1.78 | 2.11 | 1
MOSSLD_2_PSP1 | 368.98 | 368.98 | 368.98 | 368.98 | 368.98 | 368.98 | 368.98 | 368.98 | 368.98 | 368.98 | 368.98 | 368.98 | 1
MOSSLD_2_PSP2 | 370 | 370 | 370 | 370 | 370 | 370 | 370 | 370 | 370 | 370 | 370 | 370 | 1
MOSSLD_7_UNIT 6 | 702.33 | 702.33 | 702.33 | 702.33 | 702.33 | 702.33 | 702.33 | 702.33 | 702.33 | 702.33 | 702.33 | 702.33 | 1
MOSSLD_7_UNIT 7 | 703 | 703 | 703 | 703 | 703 | 703 | 703 | 703 | 703 | 703 | 703 | 703 | 1
MRCHNT_2_PL1X3 | 239.25 | 239.25 | 239.25 | 239.25 | 239.25 | 239.25 | 239.25 | 239.25 | 239.25 | 239.25 | 239.25 | 239.25 | 1
MRGT_6_MEF2 | 47.9 | 47.9 | 47.9 | 47.9 | 47.9 | 47.9 | 47.9 | 47.9 | 47.9 | 47.9 | 47.9 | 47.9 | 1
MRGT_6_MMAREF | 48 | 48 | 48 | 48 | 48 | 48 | 48 | 48 | 48 | 48 | 48 | 48 | 1
MRGT_7_UNITS | 36 | 36 | 36 | 36 | 36 | 36 | 36 | 36 | 36 | 36 | 36 | 36 | 1
MTNPOS_1_UNIT | 45.55 | 34.23 | 26.65 | 32.71 | 24.97 | 28.45 | 29.28 | 31.12 | 30.58 | 18.74 | 31.18 | 26.96 | 1
NAROW1_2_UNIT | 9.56 | 10.49 | 10.3 | 9.35 | 10.8 | 8.34 | 10.53 | 9.59 | 10.9 | 7.42 | 2.74 | 4.2 | 1
NAROW2_2_UNIT | 18.9 | 16.44 | 28.13 | 38.98 | 38.61 | 39.73 | 39.68 | 28.51 | 0.09 | 2.64 | 8.64 | 29.71 | 2
NCPA_7_GP1UN1 | 11 | 11 | 11 | 11 | 11 | 11 | 11 | 11 | 11 | 11 | 11 | 11 | 1
NCPA_7_GP1UN2 | 8 | 8 | 8 | 8 | 8 | 8 | 8 | 8 | 8 | 10.14 | 9.72 | 8 | 1
NCPA_7_GP2UN3 | 0 | 0 | 0 | 0 | 0 | 0 | 0 | 0 | 0 | 0 | 0 | 0 | 1
NCPA_7_GP2UN4 | 37.73 | 37.73 | 37.73 | 37.73 | 37.73 | 37.73 | 37.73 | 37.73 | 37.73 | 37.73 | 37.73 | 37.73 | 1
NWCSTL_7_UNIT 1 | 4.84 | 5.71 | 4.33 | 2.84 | 1.1 | 0.94 | 0.37 | 0 | 0.98 | 0.28 | 0 | 0 | 1
OAK C_7_UNIT 1 | 55 | 55 | 55 | 55 | 55 | 55 | 55 | 55 | 55 | 55 | 55 | 55 | 1
OAK C_7_UNIT 2 | 55 | 55 | 55 | 55 | 55 | 55 | 55 | 55 | 55 | 55 | 55 | 55 | 1
OAK C_7_UNIT 3 | 55 | 55 | 55 | 55 | 55 | 55 | 55 | 55 | 55 | 55 | 55 | 55 | 1
OGROVE_6_PL1X2 | 96 | 96 | 96 | 96 | 96 | 96 | 96 | 96 | 96 | 96 | 96 | 96 | 2
OLINDA_2_COYCRK | 3.13 | 3.13 | 3.13 | 3.13 | 3.13 | 3.13 | 3.13 | 3.13 | 3.13 | 3.13 | 3.13 | 3.13 | 1
OMAR_2_UNIT 1 | 77.1 | 77.1 | 77.1 | 77.1 | 77.1 | 77.1 | 77.1 | 77.1 | 77.1 | 77.1 | 77.1 | 77.1 | 1
OMAR_2_UNIT 2 | 77.25 | 77.25 | 77.25 | 77.25 | 77.25 | 77.25 | 77.25 | 77.25 | 77.25 | 77.25 | 77.25 | 77.25 | 1
OMAR_2_UNIT 3 | 77.25 | 77.25 | 77.25 | 77.25 | 77.25 | 77.25 | 77.25 | 77.25 | 77.25 | 77.25 | 77.25 | 77.25 | 1
OMAR_2_UNIT 4 | 77.25 | 77.25 | 77.25 | 77.25 | 77.25 | 77.25 | 77.25 | 77.25 | 77.25 | 77.25 | 77.25 | 77.25 | 1
ONLLPP_6_UNITS | 0.03 | 0.4 | 0 | 0.52 | 1.95 | 2.92 | 0.65 | 0.37 | 0 | 0.03 | 0 | 0 | 1
ORMOND_7_UNIT 1 | 641.27 | 641.27 | 641.27 | 641.27 | 641.27 | 641.27 | 641.27 | 641.27 | 641.27 | 641.27 | 641.27 | 641.27 | 1
ORMOND_7_UNIT 2 | 725 | 725 | 725 | 725 | 725 | 725 | 725 | 725 | 725 | 725 | 725 | 725 | 1
OROVIL_6_UNIT | 7.5 | 7.5 | 7.5 | 7.5 | 7.5 | 7.5 | 7.5 | 7.5 | 7.5 | 7.5 | 7.5 | 7.5 | 1
OTAY_6_PL1X2 | 35.5 | 35.5 | 35.5 | 35.5 | 35.5 | 35.5 | 35.5 | 35.5 | 35.5 | 35.5 | 35.5 | 35.5 | 1
OTMESA_2_PL1X3 | 448.6 | 448.6 | 448.6 | 448.6 | 448.6 | 448.6 | 448.6 | 448.6 | 448.6 | 448.6 | 448.6 | 448.6 | 1
OXBOW_6_DRUM | 6 | 6 | 6 | 6 | 6 | 6 | 6 | 6 | 6 | 6 | 6 | 6 | 2
PADUA_6_MWDSDM | 2.8 | 4.2 | 7 | 4.63 | 6.16 | 6.05 | 2.9 | 3.71 | 3.51 | 9.9 | 9.9 | 8.7 | 1
PADUA_7_SDIMAS | 0 | 0 | 0 | 0 | 1.05 | 1.05 | 1.05 | 1.05 | 1.05 | 0 | 0 | 0 | 1
PALOMR_2_PL1X3 | 365.61 | 365.61 | 365.61 | 365.61 | 365.61 | 365.61 | 365.61 | 365.61 | 365.61 | 365.61 | 365.61 | 365.61 | 1
PANDOL_6_UNIT | 26.95 | 31.36 | 24.78 | 28.68 | 20.5 | 22.96 | 36.38 | 36.64 | 36.12 | 26.85 | 35.87 | 33.93 | 1
PARDEB_6_UNITS | 18.13 | 17.75 | 13.34 | 17.14 | 19.38 | 13.99 | 12.74 | 6.98 | 5.65 | 12.33 | 5.93 | 13.31 | 1
PGCC_1_PDRP01 | 0.35 | 0.35 | 0.35 | 0.35 | 0.35 | 0.35 | 0.35 | 0.35 | 0.35 | 0.35 | 0.35 | 0.35 | 2
PGCC_1_PDRP02 | 0.1 | 0.1 | 0.1 | 0.1 | 0.1 | 0.1 | 0.1 | 0.1 | 0.1 | 0.1 | 0.1 | 0.1 | 2
PGEB_2_PDRP01 | 0.78 | 0.78 | 0.78 | 0.78 | 0.78 | 0.78 | 0.78 | 0.78 | 0.78 | 0.78 | 0.78 | 0.78 | 2
PGEB_2_PDRP02 | 0.1 | 0.1 | 0.1 | 0.1 | 0.1 | 0.1 | 0.1 | 0.1 | 0.1 | 0.1 | 0.1 | 0.1 | 2
PGEB_2_PDRP03 | 0 | 0 | 0 | 0 | 0 | 0 | 0 | 0 | 0 | 0 | 0 | 0 | 2
PGEB_2_PDRP04 | 0.45 | 0.45 | 0.45 | 0.45 | 0.45 | 0.45 | 0.45 | 0.45 | 0.45 | 0.45 | 0.45 | 0.45 | 2
PGF1_2_PDRP01 | 3.85 | 3.85 | 3.85 | 3.85 | 3.85 | 3.85 | 3.85 | 3.85 | 3.85 | 3.85 | 3.85 | 3.85 | 2
PGF1_2_PDRP02 | 1.5 | 1.5 | 1.5 | 1.5 | 1.5 | 1.5 | 1.5 | 1.5 | 1.5 | 1.5 | 1.5 | 1.5 | 2
PGF1_2_PDRP03 | 0.35 | 0.35 | 0.35 | 0.35 | 0.35 | 0.35 | 0.35 | 0.35 | 0.35 | 0.35 | 0.35 | 0.35 | 2
PGFG_1_PDRP01 | 0.1 | 0.1 | 0.1 | 0.1 | 0.1 | 0.1 | 0.1 | 0.1 | 0.1 | 0.1 | 0.1 | 0.1 | 2
PGFG_1_PDRP02 | 0.2 | 0.2 | 0.2 | 0.2 | 0.2 | 0.2 | 0.2 | 0.2 | 0.2 | 0.2 | 0.2 | 0.2 | 2
PGLP_2_PDRP02 | 0.2 | 0.2 | 0.2 | 0.2 | 0.2 | 0.2 | 0.2 | 0.2 | 0.2 | 0.2 | 0.2 | 0.2 | 2
PGNV_1_PDRP01 | 0.15 | 0.15 | 0.15 | 0.15 | 0.15 | 0.15 | 0.15 | 0.15 | 0.15 | 0.15 | 0.15 | 0.15 | 2
PGP2_2_PDRP01 | 0.1 | 0.1 | 0.1 | 0.1 | 0.1 | 0.1 | 0.1 | 0.1 | 0.1 | 0.1 | 0.1 | 0.1 | 2
PGP2_2_PDRP04 | 0.15 | 0.15 | 0.15 | 0.15 | 0.15 | 0.15 | 0.15 | 0.15 | 0.15 | 0.15 | 0.15 | 0.15 | 2
PGP2_2_PDRP05 | 0.45 | 0.45 | 0.45 | 0.45 | 0.45 | 0.45 | 0.45 | 0.45 | 0.45 | 0.45 | 0.45 | 0.45 | 2
PGSA_2_PDRP01 | 0.2 | 0.2 | 0.2 | 0.2 | 0.2 | 0.2 | 0.2 | 0.2 | 0.2 | 0.2 | 0.2 | 0.2 | 2
PGSA_2_PDRP02 | 1.5 | 1.5 | 1.5 | 1.5 | 1.5 | 1.5 | 1.5 | 1.5 | 1.5 | 1.5 | 1.5 | 1.5 | 2
PGSA_2_PDRP03 | 0.2 | 0.2 | 0.2 | 0.2 | 0.2 | 0.2 | 0.2 | 0.2 | 0.2 | 0.2 | 0.2 | 0.2 | 2
PGSB_1_PDRP02 | 0.1 | 0.1 | 0.1 | 0.1 | 0.1 | 0.1 | 0.1 | 0.1 | 0.1 | 0.1 | 0.1 | 0.1 | 2
PGSB_1_PDRP03 | 0.13 | 0.13 | 0.13 | 0.13 | 0.13 | 0.13 | 0.13 | 0.13 | 0.13 | 0.13 | 0.13 | 0.13 | 2
PGSB_1_PDRP04 | 0.2 | 0.2 | 0.2 | 0.2 | 0.2 | 0.2 | 0.2 | 0.2 | 0.2 | 0.2 | 0.2 | 0.2 | 2
PGSB_1_PDRP05 | 0.96 | 0.96 | 0.96 | 0.96 | 0.96 | 0.96 | 0.96 | 0.96 | 0.96 | 0.96 | 0.96 | 0.96 | 2
PGSB_1_PDRP06 | 0.96 | 0.96 | 0.96 | 0.96 | 0.96 | 0.96 | 0.96 | 0.96 | 0.96 | 0.96 | 0.96 | 0.96 | 2
PGSB_1_PDRP07 | 0.14 | 0.14 | 0.14 | 0.14 | 0.14 | 0.14 | 0.14 | 0.14 | 0.14 | 0.14 | 0.14 | 0.14 | 2
PGSF_2_PDRP01 | 0.55 | 0.55 | 0.55 | 0.55 | 0.55 | 0.55 | 0.55 | 0.55 | 0.55 | 0.55 | 0.55 | 0.55 | 2
PGSF_2_PDRP02 | 0.33 | 0.33 | 0.33 | 0.33 | 0.33 | 0.33 | 0.33 | 0.33 | 0.33 | 0.33 | 0.33 | 0.33 | 2
PGST_2_PDRP01 | 0.12 | 0.12 | 0.12 | 0.12 | 0.12 | 0.12 | 0.12 | 0.12 | 0.12 | 0.12 | 0.12 | 0.12 | 2
PHOENX_1_UNIT | 1.03 | 0.77 | 1.08 | 1.47 | 1.41 | 1.14 | 1.31 | 1.35 | 1.27 | 1.16 | 1.01 | 0.94 | 1
PINFLT_7_UNITS | 0 | 0 | 23.55 | 42.38 | 74.73 | 134.84 | 128.18 | 66 | 30.3 | 8.09 | 0 | 0 | 1
PIT1_7_UNIT 1 | 30.5 | 30.5 | 30.5 | 30.5 | 30.5 | 30.5 | 30.5 | 30.5 | 30.5 | 30.5 | 30.5 | 30.5 | 1
PIT1_7_UNIT 2 | 30.5 | 30.5 | 30.5 | 30.5 | 30.5 | 30.5 | 30.5 | 30.5 | 30.5 | 30.5 | 30.5 | 30.5 | 1
PIT3_7_PL1X3 | 70.6 | 70.6 | 70.6 | 70.6 | 70.6 | 70.6 | 70.6 | 70.6 | 70.6 | 70.6 | 70.6 | 70.6 | 1
PIT4_7_PL1X2 | 95 | 95 | 95 | 95 | 95 | 95 | 95 | 95 | 95 | 95 | 95 | 95 | 1
PIT5_7_PL1X2 | 80 | 80 | 80 | 80 | 80 | 80 | 80 | 80 | 80 | 80 | 80 | 80 | 1
PIT5_7_PL3X4 | 80 | 80 | 80 | 80 | 80 | 80 | 80 | 80 | 80 | 80 | 80 | 80 | 1
PIT6_7_UNIT 1 | 39 | 39 | 39 | 39 | 39 | 39 | 39 | 39 | 39 | 39 | 39 | 39 | 1
PIT6_7_UNIT 2 | 40 | 40 | 40 | 40 | 40 | 40 | 40 | 40 | 40 | 40 | 40 | 40 | 1
PIT7_7_UNIT 1 | 54 | 54 | 54 | 54 | 54 | 54 | 54 | 54 | 54 | 54 | 54 | 54 | 1
PIT7_7_UNIT 2 | 54 | 54 | 54 | 54 | 54 | 54 | 54 | 54 | 54 | 54 | 54 | 54 | 1
PITTSP_7_UNIT 5 | 267 | 267 | 267 | 267 | 267 | 267 | 267 | 267 | 267 | 267 | 267 | 267 | 1
PITTSP_7_UNIT 6 | 272 | 272 | 272 | 272 | 272 | 272 | 272 | 272 | 272 | 272 | 272 | 272 | 1
PITTSP_7_UNIT 7 | 445 | 445 | 445 | 445 | 445 | 445 | 445 | 445 | 445 | 445 | 445 | 445 | 1
PLACVL_1_CHILIB | 3.39 | 2.34 | 4.01 | 6.25 | 6.21 | 3.94 | 3.73 | 3.88 | 2.57 | 2.33 | 0.81 | 1.8 | 1
PNCHEG_2_PL1X4 | 380.96 | 380.96 | 380.96 | 380.96 | 380.96 | 380.96 | 380.96 | 380.96 | 380.96 | 380.96 | 380.96 | 380.96 | 1
PNCHPP_1_PL1X2 | 111.16 | 111.16 | 111.16 | 111.16 | 111.16 | 111.16 | 111.16 | 111.16 | 111.16 | 111.16 | 111.16 | 111.16 | 1
PNOCHE_1_PL1X2 | 49.97 | 49.97 | 49.97 | 49.97 | 49.97 | 49.97 | 49.97 | 49.97 | 49.97 | 49.97 | 49.97 | 49.97 | 1
PNOCHE_1_UNITA1 | 48 | 48 | 48 | 48 | 48 | 48 | 48 | 48 | 48 | 48 | 48 | 48 | 1
POEPH_7_UNIT 1 | 60 | 60 | 60 | 60 | 60 | 60 | 60 | 60 | 60 | 60 | 60 | 60 | 1
POEPH_7_UNIT 2 | 60 | 60 | 60 | 60 | 60 | 60 | 60 | 60 | 60 | 60 | 60 | 60 | 1
POTTER_6_UNITS | 9.2 | 9.2 | 9.2 | 9.2 | 9.2 | 9.2 | 9.2 | 9.2 | 9.2 | 9.2 | 9.2 | 9.2 | 1
RCKCRK_7_UNIT 1 | 57 | 57 | 57 | 57 | 57 | 57 | 57 | 57 | 57 | 57 | 57 | 57 | 1
RCKCRK_7_UNIT 2 | 56.9 | 56.9 | 56.9 | 56.9 | 56.9 | 56.9 | 56.9 | 56.9 | 56.9 | 56.9 | 56.9 | 56.9 | 1
REDBLF_6_UNIT | 44 | 44 | 44 | 44 | 44 | 44 | 44 | 44 | 44 | 44 | 44 | 44 | 1
REDOND_7_UNIT 5 | 168.87 | 168.87 | 168.87 | 168.87 | 168.87 | 168.87 | 168.87 | 168.87 | 168.87 | 168.87 | 168.87 | 168.87 | 1
REDOND_7_UNIT 6 | 165 | 165 | 165 | 165 | 165 | 165 | 165 | 165 | 165 | 165 | 165 | 165 | 1
REDOND_7_UNIT 7 | 375.96 | 375.96 | 375.96 | 375.96 | 375.96 | 375.96 | 375.96 | 375.96 | 375.96 | 375.96 | 375.96 | 375.96 | 1
REDOND_7_UNIT 8 | 365.9 | 365.9 | 365.9 | 365.9 | 365.9 | 365.9 | 365.9 | 365.9 | 365.9 | 365.9 | 365.9 | 365.9 | 1
ROLLIN_6_UNIT | 7.45 | 6.97 | 9.37 | 11.16 | 11.55 | 11.65 | 11.43 | 11.09 | 10.94 | 8.29 | 7.94 | 8.12 | 2
RUSCTY_2_UNITS | 437.8 | 432.9 | 432.9 | 425.7 | 420.8 | 414.2 | 410.7 | 410.7 | 414.1 | 419.2 | 430.1 | 437.8 | 1
RVRVEW_1_UNITA1 | 48.7 | 48.7 | 48.7 | 48.7 | 47.7 | 46 | 46 | 46 | 47 | 48.7 | 48.7 | 48.7 | 1
RVSIDE_2_RERCU3 | 48.5 | 48.5 | 48.5 | 48.5 | 48.5 | 48.5 | 48.5 | 48.5 | 48.5 | 48.5 | 48.5 | 48.5 | 1
RVSIDE_2_RERCU4 | 48.5 | 48.5 | 48.5 | 48.5 | 48.5 | 48.5 | 48.5 | 48.5 | 48.5 | 48.5 | 48.5 | 48.5 | 1
RVSIDE_6_RERCU1 | 48.35 | 48.35 | 48.35 | 48.35 | 48.35 | 48.35 | 48.35 | 48.35 | 48.35 | 48.35 | 48.35 | 48.35 | 1
RVSIDE_6_RERCU2 | 48.5 | 48.5 | 48.5 | 48.5 | 48.5 | 48.5 | 48.5 | 48.5 | 48.5 | 48.5 | 48.5 | 48.5 | 1
RVSIDE_6_SPRING | 28 | 28 | 28 | 28 | 28 | 28 | 28 | 28 | 28 | 28 | 28 | 28 | 1
SALTSP_7_UNITS | 33.82 | 33.72 | 34.18 | 34.94 | 36.51 | 37.92 | 37.97 | 37.57 | 37.26 | 36.85 | 36.27 | 35.26 | 1
SANTFG_7_UNITS | 33 | 33 | 33 | 33 | 33 | 33 | 33 | 33 | 33 | 33 | 33 | 33 | 1
SAUGUS_6_MWDFTH | 7.4 | 6.4 | 6.7 | 7.2 | 6.42 | 7.26 | 7.34 | 7.36 | 7.24 | 6.05 | 5.02 | 5.21 | 1
SAUGUS_7_LOPEZ | 4.12 | 4.67 | 5.67 | 5.69 | 5.55 | 4.67 | 5.09 | 5.34 | 5.47 | 5.24 | 5.48 | 5.29 | 1
SBERDO_2_PSP3 | 364.5 | 364.5 | 364.5 | 364.5 | 364.5 | 364.5 | 364.5 | 364.5 | 364.5 | 364.5 | 364.5 | 364.5 | 1
SBERDO_2_PSP4 | 364.5 | 364.5 | 364.5 | 364.5 | 364.5 | 364.5 | 364.5 | 364.5 | 364.5 | 364.5 | 364.5 | 364.5 | 1
SCEC_1_PDRP26 | 2.34 | 2.34 | 2.34 | 2.34 | 2.34 | 2.34 | 2.34 | 2.34 | 2.34 | 2.34 | 2.34 | 2.34 | 2
SCEC_1_PDRP27 | 1.5 | 1.5 | 1.5 | 1.5 | 1.5 | 1.5 | 1.5 | 1.5 | 1.5 | 1.5 | 1.5 | 1.5 | 2
SCEC_1_PDRP28 | 0.4 | 0.4 | 0.4 | 0.4 | 0.4 | 0.4 | 0.4 | 0.4 | 0.4 | 0.4 | 0.4 | 0.4 | 2
SCEC_1_PDRP29 | 0.35 | 0.35 | 0.35 | 0.35 | 0.35 | 0.35 | 0.35 | 0.35 | 0.35 | 0.35 | 0.35 | 0.35 | 2
SCEC_1_PDRP30 | 0.6 | 0.6 | 0.6 | 0.6 | 0.6 | 0.6 | 0.6 | 0.6 | 0.6 | 0.6 | 0.6 | 0.6 | 2
SCEC_1_PDRP31 | 0.2 | 0.2 | 0.2 | 0.2 | 0.2 | 0.2 | 0.2 | 0.2 | 0.2 | 0.2 | 0.2 | 0.2 | 2
SCEC_1_PDRP32 | 0.55 | 0.55 | 0.55 | 0.55 | 0.55 | 0.55 | 0.55 | 0.55 | 0.55 | 0.55 | 0.55 | 0.55 | 2
SCEC_1_PDRP33 | 0.16 | 0.16 | 0.16 | 0.16 | 0.16 | 0.16 | 0.16 | 0.16 | 0.16 | 0.16 | 0.16 | 0.16 | 2
SCEN_6_PDRP01 | 0.2 | 0.2 | 0.2 | 0.2 | 0.2 | 0.2 | 0.2 | 0.2 | 0.2 | 0.2 | 0.2 | 0.2 | 2
SCEW_2_PDRP15 | 1.4 | 1.4 | 1.4 | 1.4 | 1.4 | 1.4 | 1.4 | 1.4 | 1.4 | 1.4 | 1.4 | 1.4 | 2
SCEW_2_PDRP16 | 1.5 | 1.5 | 1.5 | 1.5 | 1.5 | 1.5 | 1.5 | 1.5 | 1.5 | 1.5 | 1.5 | 1.5 | 2
SCEW_2_PDRP17 | 0.1 | 0.1 | 0.1 | 0.1 | 0.1 | 0.1 | 0.1 | 0.1 | 0.1 | 0.1 | 0.1 | 0.1 | 2
SCEW_2_PDRP18 | 0.4 | 0.4 | 0.4 | 0.4 | 0.4 | 0.4 | 0.4 | 0.4 | 0.4 | 0.4 | 0.4 | 0.4 | 2
SCEW_2_PDRP19 | 0.8 | 0.8 | 0.8 | 0.8 | 0.8 | 0.8 | 0.8 | 0.8 | 0.8 | 0.8 | 0.8 | 0.8 | 2
SCEW_2_PDRP20 | 0.6 | 0.6 | 0.6 | 0.6 | 0.6 | 0.6 | 0.6 | 0.6 | 0.6 | 0.6 | 0.6 | 0.6 | 2
SCEW_2_PDRP21 | 0.14 | 0.14 | 0.14 | 0.14 | 0.14 | 0.14 | 0.14 | 0.14 | 0.14 | 0.14 | 0.14 | 0.14 | 2
SCHD_1_PDRP01 | 1.08 | 1.08 | 1.08 | 1.08 | 1.08 | 1.08 | 1.08 | 1.08 | 1.08 | 1.08 | 1.08 | 1.08 | 2
SCHD_1_PDRP11 | 0.6 | 0.6 | 0.6 | 0.6 | 0.6 | 0.6 | 0.6 | 0.6 | 0.6 | 0.6 | 0.6 | 0.6 | 2
SCHD_1_PDRP12 | 0.55 | 0.55 | 0.55 | 0.55 | 0.55 | 0.55 | 0.55 | 0.55 | 0.55 | 0.55 | 0.55 | 0.55 | 2
SCHLTE_1_PL1X3 | 238.9 | 236.2 | 232.8 | 234.6 | 210.6 | 210.6 | 210.6 | 210.6 | 210.6 | 232.2 | 234.1 | 238.6 | 1
SCHNDR_1_FIVPTS | 0.32 | 0.65 | 1.67 | 7.75 | 8.66 | 8.3 | 7.59 | 6.37 | 6.52 | 6.32 | 0.04 | 0.01 | 1
SCHNDR_1_WSTSDE | 0.31 | 0.67 | 1.83 | 8.77 | 9.25 | 8.98 | 8.43 | 9.26 | 8.81 | 6.84 | 0.04 | 0.01 | 1
SCLD_1_PDRP10 | 0.2 | 0.2 | 0.2 | 0.2 | 0.2 | 0.2 | 0.2 | 0.2 | 0.2 | 0.2 | 0.2 | 0.2 | 2
SCNW_6_PDRP01 | 0.45 | 0.45 | 0.45 | 0.45 | 0.45 | 0.45 | 0.45 | 0.45 | 0.45 | 0.45 | 0.45 | 0.45 | 2
SCNW_6_PDRP02 | [12 empty] | 2 | bar: JAN to DEC
SCNW_6_PDRP10 | 0.6 | 0.6 | 0.6 | 0.6 | 0.6 | 0.6 | 0.6 | 0.6 | 0.6 | 0.6 | 0.6 | 0.6 | 2
SCNW_6_PDRP11 | 0.45 | 0.45 | 0.45 | 0.45 | 0.45 | 0.45 | 0.45 | 0.45 | 0.45 | 0.45 | 0.45 | 0.45 | 2
SCNW_6_PDRP12 | 0.2 | 0.2 | 0.2 | 0.2 | 0.2 | 0.2 | 0.2 | 0.2 | 0.2 | 0.2 | 0.2 | 0.2 | 2
SDG1_1_PDRP01 | 0.28 | 0.28 | 0.28 | 0.28 | 0.28 | 0.28 | 0.28 | 0.28 | 0.28 | 0.28 | 0.28 | 0.28 | 2
SDG1_1_PDRP02 | 0.3 | 0.3 | 0.3 | 0.3 | 0.3 | 0.3 | 0.3 | 0.3 | 0.3 | 0.3 | 0.3 | 0.3 | 2
SDG1_1_PDRP03 | 0.2 | 0.2 | 0.2 | 0.2 | 0.2 | 0.2 | 0.2 | 0.2 | 0.2 | 0.2 | 0.2 | 0.2 | 2
SDG1_1_PDRP04 | 0.1 | 0.1 | 0.1 | 0.1 | 0.1 | 0.1 | 0.1 | 0.1 | 0.1 | 0.1 | 0.1 | 0.1 | 2
SDG1_1_PDRP05 | 0.35 | 0.35 | 0.35 | 0.35 | 0.35 | 0.35 | 0.35 | 0.35 | 0.35 | 0.35 | 0.35 | 0.35 | 2
SDG1_1_PDRP06 | 0.3 | 0.3 | 0.3 | 0.3 | 0.3 | 0.3 | 0.3 | 0.3 | 0.3 | 0.3 | 0.3 | 0.3 | 2
SDG1_1_PDRP07 | 0.3 | 0.3 | 0.3 | 0.3 | 0.3 | 0.3 | 0.3 | 0.3 | 0.3 | 0.3 | 0.3 | 0.3 | 2
SDG1_1_PDRP08 | 0.35 | 0.35 | 0.35 | 0.35 | 0.35 | 0.35 | 0.35 | 0.35 | 0.35 | 0.35 | 0.35 | 0.35 | 2
SDG1_1_PDRP09 | 0.45 | 0.45 | 0.45 | 0.45 | 0.45 | 0.45 | 0.45 | 0.45 | 0.45 | 0.45 | 0.45 | 0.45 | 2
SDG1_1_PDRP11 | 0.3 | 0.3 | 0.3 | 0.3 | 0.3 | 0.3 | 0.3 | 0.3 | 0.3 | 0.3 | 0.3 | 0.3 | 2
SENTNL_2_CTG1 | 91 | 91 | 91 | 91 | 91 | 91 | 91 | 91 | 91 | 91 | 91 | 91 | 1
SENTNL_2_CTG2 | 91 | 91 | 91 | 91 | 91 | 91 | 91 | 91 | 91 | 91 | 91 | 91 | 1
SENTNL_2_CTG3 | 91 | 91 | 91 | 91 | 91 | 91 | 91 | 91 | 91 | 91 | 91 | 91 | 1
SENTNL_2_CTG4 | 91 | 91 | 91 | 91 | 91 | 91 | 91 | 91 | 91 | 91 | 91 | 91 | 1
SENTNL_2_CTG5 | 91 | 91 | 91 | 91 | 91 | 91 | 91 | 91 | 91 | 91 | 91 | 91 | 1
SENTNL_2_CTG6 | 91 | 91 | 91 | 91 | 91 | 91 | 91 | 91 | 91 | 91 | 91 | 91 | 1
SENTNL_2_CTG7 | 91 | 91 | 91 | 91 | 91 | 91 | 91 | 91 | 91 | 91 | 91 | 91 | 1
SENTNL_2_CTG8 | 91 | 91 | 91 | 91 | 91 | 91 | 91 | 91 | 91 | 91 | 91 | 91 | 1
SIERRA_1_UNITS | 52.43 | 52.43 | 52.43 | 52.43 | 52.43 | 52.43 | 52.43 | 52.43 | 52.43 | 52.43 | 52.43 | 52.43 | 1
SLYCRK_1_UNIT 1 | 6.35 | 6.63 | 9.49 | 12.01 | 13 | 13 | 12.92 | 10.36 | 8.3 | 8 | 7.85 | 6.94 | 1
SMPRIP_1_SMPSON | 45.6 | 45.6 | 45.6 | 45.6 | 45.6 | 45.6 | 45.6 | 45.6 | 45.6 | 45.6 | 45.6 | 45.6 | 1
SMUDGO_7_UNIT 1 | 22 | 22 | 22 | 22 | 22 | 22 | 22 | 22 | 22 | 22 | 22 | 22 | 1
SOUTH_2_UNIT | 5.53 | 5.7 | 6.07 | 5.98 | 6.67 | 5.4 | 4.51 | 3.87 | 3.32 | 3.74 | 3.95 | 4.38 | 1
SPAULD_6_UNIT 3 | 3.66 | 3.11 | 3.91 | 5.54 | 5.5 | 5.04 | 4.68 | 5.74 | 5.56 | 4.61 | 2.3 | 2.46 | 1
SPAULD_6_UNIT12 | 5.93 | 6.14 | 9.43 | 11.12 | 11.4 | 11.4 | 11.4 | 9.91 | 7.73 | 9.06 | 9.54 | 7.93 | 1
SPICER_1_UNITS | 6 | 6 | 6 | 6 | 6 | 6 | 6 | 6 | 6 | 6 | 6 | 6 | 1
SPRGAP_1_UNIT 1 | 4.2 | 3.64 | 3.82 | 5.8 | 6.38 | 3.52 | 1.67 | 0 | 3.37 | 3.46 | 3.53 | 3.52 | 1
SPRGVL_2_TULE | 2.55 | 2.26 | 3.51 | 4.68 | 4.32 | 2.09 | 1.25 | 0 | 0 | 0 | 0 | 0 | 1
STANIS_7_UNIT 1 | 91 | 91 | 91 | 91 | 91 | 91 | 91 | 91 | 91 | 91 | 91 | 91 | 1
STIGCT_2_LODI | 14.5 | 14.5 | 14.5 | 14.5 | 14.5 | 14.5 | 14.5 | 14.5 | 14.5 | 14.5 | 14.5 | 14.5 | 1
STROUD_6_SOLAR | 0.16 | 0.34 | 0.95 | 4.4 | 4.76 | 4.65 | 4.42 | 5.12 | 4.98 | 2.55 | 0.02 | 0.01 | 1
SUNRIS_2_PL1X3 | 461.02 | 461.02 | 461.02 | 461.02 | 461.02 | 461.02 | 461.02 | 461.02 | 461.02 | 461.02 | 461.02 | 461.02 | 1
SUNSET_2_UNITS | 121.91 | 114.88 | 116.96 | 104.07 | 113.58 | 147.47 | 149.38 | 151.23 | 141.47 | 114.55 | 124.61 | 134.49 | 1
SUTTER_2_PL1X3 | 345 | 345 | 345 | 345 | 345 | 335 | 325 | 320 | 335 | 340 | 345 | 345 | 1
SYCAMR_2_UNIT 2 | 85 | 85 | 85 | 85 | 85 | 85 | 85 | 85 | 85 | 85 | 85 | 85 | 1
SYCAMR_2_UNIT 4 | 85 | 85 | 85 | 85 | 85 | 85 | 85 | 85 | 85 | 85 | 85 | 85 | 1
TERMEX_2_PL1X3 | 445 | 445 | 445 | 445 | 441 | 433 | 431 | 433 | 436 | 445 | 445 | 445 | 1
TIGRCK_7_UNITS | 62 | 62 | 62 | 62 | 62 | 62 | 62 | 62 | 62 | 62 | 62 | 62 | 1
TOADTW_6_UNIT | 0.78 | 0.82 | 0.97 | 1.22 | 0.96 | 0.77 | 0.7 | 0.65 | 0.38 | 0.03 | 0 | 0.17 | 1
UKIAH_7_LAKEMN | 2.17 | 1.7 | 1.7 | 1.7 | 1.7 | 1.7 | 1.7 | 1.7 | 1.7 | 1.7 | 1.7 | 1.7 | 2
VACADX_1_SOLAR | 0.01 | 0.03 | 0.1 | 1.28 | 1.34 | 1.25 | 1.59 | 1.52 | 1.43 | 1.07 | 0.01 | 0 | 1
VACADX_1_UNITA1 | 48 | 48 | 48 | 48 | 48 | 48 | 48 | 48 | 48 | 48 | 48 | 48 | 1
VALLEY_5_PERRIS | 7.94 | 7.94 | 7.94 | 7.94 | 7.94 | 7.94 | 7.94 | 7.94 | 7.94 | 7.94 | 7.94 | 7.94 | 1
VERNON_6_GONZL1 | 5.75 | 5.75 | 5.75 | 5.75 | 5.75 | 5.75 | 5.75 | 5.75 | 5.75 | 5.75 | 5.75 | 5.75 | 2
VERNON_6_GONZL2 | 5.75 | 5.75 | 5.75 | 5.75 | 5.75 | 5.75 | 5.75 | 5.75 | 5.75 | 5.75 | 5.75 | 5.75 | 2
VERNON_6_MALBRG | 78 | 78 | 78 | 78 | 78 | 78 | 78 | 78 | 78 | 78 | 78 | 78 | 1
VESTAL_2_WELLHD | 49 | 49 | 49 | 49 | 49 | 49 | 49 | 49 | 49 | 49 | 49 | 49 | 1
VILLPK_2_VALLYV | 4.1 | 4.1 | 4.1 | 4.1 | 4.1 | 4.1 | 4.1 | 4.1 | 4.1 | 4.1 | 4.1 | 4.1 | 1
VILLPK_6_MWDYOR | 0.9 | 1 | 1.3 | 2.2 | 3.3 | 3 | 3 | 3.4 | 2.4 | 1.7 | 1.8 | 1.1 | 1
VOLTA_2_UNIT 1 | 5.15 | 5.35 | 6.82 | 8.01 | 6.61 | 5.95 | 5.38 | 4.23 | 3.21 | 3.48 | 3.59 | 4.58 | 1
VOLTA_2_UNIT 2 | 0.63 | 0.61 | 0.66 | 0.91 | 0.86 | 0.75 | 0.58 | 0.44 | 0.36 | 0.49 | 0.42 | 0.47 | 1
WALCRK_2_CTG1 | 96 | 96 | 96 | 96 | 96 | 96 | 96 | 96 | 96 | 96 | 96 | 96 | 1
WALCRK_2_CTG2 | 96 | 96 | 96 | 96 | 96 | 96 | 96 | 96 | 96 | 96 | 96 | 96 | 1
WALCRK_2_CTG3 | 96 | 96 | 96 | 96 | 96 | 96 | 96 | 96 | 96 | 96 | 96 | 96 | 1
WALCRK_2_CTG4 | 96 | 96 | 96 | 96 | 96 | 96 | 96 | 96 | 96 | 96 | 96 | 96 | 1
WALCRK_2_CTG5 | 96.65 | 96.65 | 96.65 | 96.65 | 96.65 | 96.65 | 96.65 | 96.65 | 96.65 | 96.65 | 96.65 | 96.65 | 1
WARNE_2_UNIT | 76 | 74.98 | 67.32 | 75.81 | 76 | 76 | 76 | 76 | 76 | 69.62 | 69.62 | 76 | 1
WDFRDF_2_UNITS | 20 | 20 | 20 | 20 | 20 | 20 | 20 | 20 | 20 | 20 | 20 | 20 | 1
WDLEAF_7_UNIT 1 | 60 | 60 | 60 | 60 | 60 | 60 | 60 | 60 | 60 | 60 | 60 | 60 | 1
WESTPT_2_UNIT | 14 | 14 | 14 | 14 | 14 | 14 | 14 | 14 | 14 | 14 | 14 | 14 | 1
WISE_1_UNIT 1 | 8.74 | 9.49 | 8 | 8.09 | 11.1 | 10.86 | 11.19 | 10.68 | 9.86 | 7.51 | 3.89 | 3.44 | 1
WISE_1_UNIT 2 | 0.4 | 0.48 | 0.38 | 0.16 | 0 | 0 | 0 | 0 | 0 | 0 | 0 | 0 | 1
WISHON_6_UNITS | 18.4 | 18.4 | 18.4 | 18.4 | 18.4 | 18.4 | 18.4 | 18.4 | 18.4 | 18.4 | 18.4 | 18.4 | 2
WOLFSK_1_UNITA1 | 46.9 | 46.9 | 46.9 | 46.9 | 46 | 46 | 46 | 46 | 46 | 46.9 | 46.9 | 46.9 | 1
YUBACT_1_SUNSWT | 0 | 0 | 0 | 0 | 0 | 0 | 0 | 0 | 0 | 0 | 0 | 0 | 1
YUBACT_6_UNITA1 | 46 | 46 | 46 | 46 | 46 | 46 | 46 | 46 | 46 | 46 | 46 | 46 | 1

## Sheet1
1 | 2 | 3 | 4 | 5 | 6 | 7 | 8 | 9 | 10 | 11 | 12 | 13 | 14 | 15 | 16 | 17
RESOURCE_ID | LOCAL CAPACITY AREA | GENERATOR NAME | 2015-01-01 | 2015-02-01 | 2015-03-01 | 2015-04-01 | 2015-05-01 | 2015-06-01 | 2015-07-01 | 2015-08-01 | 2015-09-01 | 2015-10-01 | 2015-11-01 | 2015-12-01 | Path 26 | Deliverability | Dispatchability | Calc By: | Calculation Classification See Link in Box Above.
ADLIN_1_UNITS | NCNB | GEYSERS AIDLIN AGGREGATE | 16 | 16 | 16 | 16 | 16 | 16 | 16 | 16 | 16 | 16 | 16 | 16 | Y | North | FC
ADOBEE_1_SOLAR | Kern | Adobe Solar | 0.15 | 1.2 | 2.75 | 10.99 | 11.66 | 14.55 | 14.62 | 13.61 | 13.28 | 8.78 | 0.45 | 0.25 | N | North | ID to 91%
AGRICO_6_PL3N5 | Fresno | Fresno Peaker AG PL3N5 ICE5 | 20 | 20 | 20 | 20 | 20 | 20 | 20 | 20 | 20 | 20 | 20 | 20 | Y | North | FC
AGRICO_7_UNIT | Fresno | Fresno Cogen | 50.5 | 50.5 | 50.5 | 50.5 | 50.5 | 50.5 | 50.5 | 50.5 | 50.5 | 50.5 | 50.5 | 50.5 | Y | North | FC
ALAMIT_7_UNIT 1 | LA Basin | ALAMITOS GEN STA. UNIT 1 | 174.56 | 174.56 | 174.56 | 174.56 | 174.56 | 174.56 | 174.56 | 174.56 | 174.56 | 174.56 | 174.56 | 174.56 | Y | South | FC
ALAMIT_7_UNIT 2 | LA Basin | ALAMITOS GEN STA. UNIT 2 | 175 | 175 | 175 | 175 | 175 | 175 | 175 | 175 | 175 | 175 | 175 | 175 | Y | South | FC
ALAMIT_7_UNIT 3 | LA Basin | ALAMITOS GEN STA. UNIT 3 | 332.18 | 332.18 | 332.18 | 332.18 | 332.18 | 332.18 | 332.18 | 332.18 | 332.18 | 332.18 | 332.18 | 332.18 | Y | South | FC
ALAMIT_7_UNIT 4 | LA Basin | ALAMITOS GEN STA. UNIT 4 | 335.67 | 335.67 | 335.67 | 335.67 | 335.67 | 335.67 | 335.67 | 335.67 | 335.67 | 335.67 | 335.67 | 335.67 | Y | South | FC
ALAMIT_7_UNIT 5 | LA Basin | ALAMITOS GEN STA. UNIT 5 | 497.97 | 497.97 | 497.97 | 497.97 | 497.97 | 497.97 | 497.97 | 497.97 | 497.97 | 497.97 | 497.97 | 497.97 | Y | South | FC
ALAMIT_7_UNIT 6 | LA Basin | ALAMITOS GEN STA. UNIT 6 | 495 | 495 | 495 | 495 | 495 | 495 | 495 | 495 | 495 | 495 | 495 | 495 | Y | South | FC
ALAMO_6_UNIT | Big Creek-Ventura | ALAMO POWER PLANT | 11.05 | 6.77 | 8.58 | 15.07 | 15.07 | 15.07 | 15.07 | 15.07 | 8.9 | 11.18 | 12.05 | 7.03 | Y | South | FC
ALMEGT_1_UNIT 1 | Bay Area | ALAMEDA GT UNIT 1 | 23.8 | 23.8 | 23.8 | 23.8 | 23.8 | 23.8 | 23.8 | 23.8 | 23.8 | 23.8 | 23.8 | 23.8 | Y | North | FC
ALMEGT_1_UNIT 2 | Bay Area | ALAMEDA GT UNIT 2 | 24.4 | 24.4 | 24.4 | 24.4 | 24.4 | 24.4 | 24.4 | 24.4 | 24.4 | 24.4 | 24.4 | 24.4 | Y | North | FC
ALPSLR_1_NTHSLR | CAISO System | Alpaugh North, LLC | 0.15 | 1.32 | 3.34 | 15.35 | 15.43 | 17.56 | 17.97 | 17.32 | 16.63 | 10.79 | 0.49 | 0.26 | N | North | ID
ALPSLR_1_SPSSLR | CAISO System | Alpaugh 50 LLC | 0.39 | 3.31 | 8.35 | 38.82 | 40.04 | 44.58 | 44.1 | 43.5 | 40.13 | 25.86 | 1.24 | 0.66 | N | North | FC
ALT6DN_2_WIND7 | CAISO System | Alta 2012 Alta Wind 7 | 7.14 | 13.48 | 38.15 | 38.02 | 50.31 | 43.67 | 22.97 | 20.26 | 13.21 | 9.93 | 6.61 | 6.76 | N | South | FC
ALT6DS_2_WIND9 | CAISO System | CPC East Alta Wind IX | 5.57 | 10.68 | 29.32 | 29.18 | 40.28 | 34.58 | 18.07 | 15.4 | 9.71 | 8.24 | 5.14 | 5.26 | N | South | FC
ALTA3A_2_CPCE4 | CAISO System | CPC East - Alta Wind 4 | 4.68 | 4.57 | 15.06 | 12.46 | 21.22 | 15.72 | 9.1 | 7.31 | 4.67 | 5.76 | 1.66 | 3.24 | N | South | FC
ALTA3A_2_CPCE5 | CAISO System | CPC East - Alta Wind 5 | 7.68 | 13.18 | 16.79 | 17.52 | 36.16 | 27.17 | 14.56 | 11.37 | 7.86 | 10.9 | 3.28 | 5.62 | N | South | FC
ALTA3A_2_CPCE8 | CAISO System | CPC East - Alta Wind 8 | 5.35 | 10.72 | 27.09 | 33.08 | 52.87 | 38.8 | 18.42 | 18.12 | 10.37 | 8.38 | 5.74 | 5.68 | N | South | FC
ALTA4A_2_CPCW1 | CAISO System | CPC West - Alta Wind 1 | 10.49 | 19.89 | 40.41 | 48.17 | 57.01 | 40.98 | 24.77 | 23.97 | 18.01 | 18.68 | 5.93 | 10.09 | N | South | FC
ALTA4B_2_CPCW2 | CAISO System | CPC West - Alta Wind II | 7.78 | 16.74 | 30.87 | 27.9 | 39.33 | 31.23 | 17.59 | 13.17 | 9.97 | 13.56 | 3.66 | 5.43 | N | South | FC
ALTA4B_2_CPCW3 | CAISO System | CPC West - Alta 3 | 5.48 | 15.33 | 36.84 | 27.29 | 39.67 | 30.98 | 17.05 | 11.54 | 9.78 | 14.17 | 4.66 | 6.52 | N | South | FC
ALTA4B_2_CPCW6 | CAISO System | CPC West - Alta Wind 6 | 5.99 | 10.99 | 22.75 | 22.78 | 30.46 | 34.88 | 21.02 | 20.09 | 13.11 | 12.5 | 4.57 | 5.36 | N | South | FC
ALTA6B_2_WIND11 | CAISO System | Alta Wind 11 | 3.99 | 7.42 | 19.23 | 21.51 | 27.94 | 24.58 | 15.34 | 13.78 | 8.28 | 6.49 | 3.98 | 4.05 | N | South | FC
ALTA6E_2_WIND10 | CAISO System | Alta Wind 10 | 6.12 | 11.38 | 29.48 | 32.98 | 42.84 | 37.69 | 23.52 | 21.13 | 12.7 | 9.96 | 6.11 | 6.22 | N | South | FC
ALTMID_2_UNIT 1 | CAISO System | ALTAMONT MIDWAY LTD. | 0 | 0.09 | 0.28 | 0.23 | 0.45 | 0.2 | 0.28 | 0.47 | 0.23 | 0.09 | 0 | 0 | N | North | FC
ANAHM_2_CANYN1 | LA Basin | CANYON POWER PLANT UNIT 1 | 49.4 | 49.4 | 49.4 | 49.4 | 49.4 | 49.4 | 49.4 | 49.4 | 49.4 | 49.4 | 49.4 | 49.4 | Y | South | FC
ANAHM_2_CANYN2 | LA Basin | CANYON POWER PLANT UNIT 2 | 48 | 48 | 48 | 48 | 48 | 48 | 48 | 48 | 48 | 48 | 48 | 48 | Y | South | FC
ANAHM_2_CANYN3 | LA Basin | CANYON POWER PLANT UNIT 3 | 48 | 48 | 48 | 48 | 48 | 48 | 48 | 48 | 48 | 48 | 48 | 48 | Y | South | FC
ANAHM_2_CANYN4 | LA Basin | CANYON POWER PLANT UNIT 4 | 49.4 | 49.4 | 49.4 | 49.4 | 49.4 | 49.4 | 49.4 | 49.4 | 49.4 | 49.4 | 49.4 | 49.4 | Y | South | FC
ANAHM_7_CT | LA Basin | ANAHEIM COMBUSTION TURBINE | 42.81 | 42.81 | 42.81 | 42.81 | 42.81 | 40.64 | 40.64 | 40.64 | 40.64 | 40.64 | 42.81 | 42.81 | Y | South | FC
ANTLPE_2_QF | CAISO System | ANTELOPE QFS | 37.86 | 44.93 | 77.01 | 114.79 | 101.64 | 64.28 | 32.17 | 39.2 | 25.62 | 22.35 | 20.23 | 21.29 | N | South | FC
APLHIL_1_SLABCK | Sierra | SLAB CREEK HYDRO | [12 empty] | Y | North | EO | bar: 2015-01-01 to 2015-12-01
ARBWD_6_QF | CAISO System | Wind Resource II | 0.88 | 1.64 | 4.26 | 4.76 | 6.19 | 5.15 | 2.91 | 2.74 | 1.63 | 1.96 | 1.06 | 1.22 | N | South | FC
ARCOGN_2_UNITS | LA Basin | WATSON COGENERATION COMPANY | 293.07 | 309.49 | 292.88 | 259.49 | 274.65 | 283.46 | 276.83 | 270.87 | 270.68 | 266.82 | 291.26 | 284.3 | N | South | FC
ARVINN_6_ORION1 | CAISO System | Orion 1 Solar | 0.09 | 0.79 | 1.81 | 7.25 | 7.7 | 9.6 | 9.65 | 8.98 | 8.77 | 5.8 | 0.3 | 0.16 | N | North | ID
ARVINN_6_ORION2 | CAISO System | Orion 2 Solar | 0.06 | 0.53 | 1.21 | 4.83 | 5.13 | 6.4 | 6.43 | 5.99 | 5.84 | 3.86 | 0.2 | 0.11 | N | North | ID
ATWELL_1_SOLAR | CAISO System | Atwell Island PV Solar Generating Faci. | 0.15 | 1.32 | 3.01 | 12.97 | 13.94 | 15.87 | 15.94 | 15.26 | 13.91 | 8.97 | 0.49 | 0.26 | N | North | ID
AVENAL_6_AVPARK | Fresno | Avenal Park Solar Project | [12 empty] | N | North | EO | bar: 2015-01-01 to 2015-12-01
AVENAL_6_SANDDG | Fresno | Sand Drag Solar Project | [12 empty] | N | North | EO | bar: 2015-01-01 to 2015-12-01
AVENAL_6_SUNCTY | Fresno | Sun City Solar Project | [12 empty] | N | North | EO | bar: 2015-01-01 to 2015-12-01
AVSOLR_2_SOLAR | CAISO System | AV SOLAR RANCH 1 | 1.96 | 16.55 | 37.8 | 151.08 | 160.31 | 200.08 | 200.97 | 187.14 | 182.62 | 120.73 | 6.22 | 3.32 | N | South | ID
BALCHS_7_UNIT 1 | Fresno | BALCH 1 PH UNIT 1 | 13.23 | 20.26 | 17.77 | 18.55 | 21.73 | 21.47 | 23.84 | 21.36 | 17.79 | 7.88 | 10.18 | 9.26 | Y | North | FC
BALCHS_7_UNIT 2 | Fresno | BALCH 2 PH UNIT 2 | 52.5 | 52.5 | 52.5 | 52.5 | 52.5 | 52.5 | 52.5 | 52.5 | 52.5 | 52.5 | 52.5 | 52.5 | Y | North | FC
BALCHS_7_UNIT 3 | Fresno | BALCH 2 PH UNIT 3 | 52.5 | 52.5 | 52.5 | 52.5 | 52.5 | 52.5 | 52.5 | 52.5 | 52.5 | 52.5 | 52.5 | 52.5 | Y | North | FC
BANGOR_6_HYDRO | Sierra | Virginia Ranch Dam Powerplant | [12 empty] | Y | North | EO | bar: 2015-01-01 to 2015-12-01
BANKPP_2_NSPIN | Bay Area | BANKPP_2_NSPIN | 127 | 127 | 127 | 127 | 127 | 127 | 127 | 127 | 127 | 127 | 127 | 127 | N | South | FC
BARRE_2_QF | LA Basin | BARRE QFS | 0 | 0 | 0 | 0 | 0 | 0 | 0 | 0 | 0 | 0 | 0 | 0 | N | South | FC
BARRE_6_PEAKER | LA Basin | Barre Peaker | 47 | 47 | 47 | 47 | 47 | 47 | 47 | 47 | 47 | 47 | 47 | 47 | N | South | FC
BASICE_2_UNITS | CAISO System | CALPINE AMERICAN I COGEN. | 88.32 | 84.82 | 105.03 | 85.89 | 93.34 | 89.79 | 89.08 | 95.59 | 78.91 | 96.75 | 85.49 | 86.22 | N | North | FC
BDGRCK_1_UNITS | Kern | BADGER CREEK LIMITED | 46.89 | 40.96 | 42.1 | 41.38 | 33.83 | 30.72 | 31.15 | 36.29 | 37.12 | 40.04 | 45.59 | 38.5 | N | North | FC
BEARCN_2_UNITS | NCNB | GEYSERS BEAR CANYON AGGREGATE | 13 | 13 | 13 | 13 | 13 | 13 | 13 | 13 | 13 | 13 | 13 | 13 | Y | North | FC
BEARDS_7_UNIT 1 | Stockton | BEARDSLEY HYDRO | 0.63 | 0.42 | 0.43 | 5.47 | 5.93 | 7.05 | 8.35 | 8.36 | 6.46 | 2.16 | 2.04 | 3.91 | Y | North | FC
BEARMT_1_UNIT | Kern | BEAR MOUNTAIN LIMITED | 16.13 | 14.82 | 23.09 | 29.86 | 38.61 | 45.73 | 44.77 | 44.58 | 44.87 | 43.63 | 35.06 | 8.3 | N | North | FC
BELDEN_7_UNIT 1 | Sierra | BELDEN HYDRO | 115 | 115 | 115 | 115 | 115 | 115 | 115 | 115 | 115 | 115 | 115 | 115 | Y | North | FC
BIGCRK_2_EXESWD | Big Creek-Ventura | BIG CREEK HYDRO PROJECT PSP | 773.6 | 773.6 | 773.6 | 773.6 | 800.6 | 800.6 | 800.6 | 800.6 | 773.6 | 773.6 | 773.6 | 773.6 | Y | South | FC
BIOMAS_1_UNIT 1 | Sierra | WOODLAND BIOMASS | 21.54 | 23.95 | 21.63 | 20.48 | 23.99 | 23.83 | 24.56 | 24.9 | 24.41 | 24.19 | 24.27 | 23.84 | N | North | FC
BISHOP_1_ALAMO | CAISO System | BISHOP CREEK PLANT 2 AND 6 | 5.57 | 4.6 | 5.95 | 4.88 | 8.23 | 10.54 | 11.26 | 12.22 | 8.59 | 8.29 | 5.81 | 3.41 | N | South | FC
BISHOP_1_UNITS | CAISO System | BISHOP CREEK PLANT 3 AND 4 | 0 | 8.73 | 9.76 | 10.67 | 14.78 | 15.64 | 15.69 | 14.44 | 12.04 | 11.52 | 1.72 | 1.89 | N | South | FC
BLACK_7_UNIT 1 | CAISO System | JAMES B. BLACK 1 | 85 | 85 | 85 | 85 | 85 | 85 | 85 | 85 | 85 | 85 | 85 | 85 | Y | North | FC
BLACK_7_UNIT 2 | CAISO System | JAMES B. BLACK 2 | 84.1 | 84.1 | 84.1 | 84.1 | 84.1 | 84.1 | 84.1 | 84.1 | 84.1 | 84.1 | 84.1 | 84.1 | Y | North | FC
BLAST_1_WIND | LA Basin | Mountain View IV Wind | 2 | 4.01 | 11.59 | 10.39 | 11.42 | 18.56 | 4.96 | 4.63 | 2.87 | 3.04 | 2.02 | 1.98 | N | South | FC
BLCKBT_2_STONEY | CAISO System | BLACK BUTTE HYDRO | 1.8 | 1.6 | 1.3 | 3.5 | 2.7 | 1.7 | 1.6 | 1.5 | 1.5 | 1.5 | 2.1 | 1.3 | Y | North | FC
BLM_2_UNITS | CAISO System | COSO ENERGY DEVELOPERS (BLM) | 53.99 | 53.01 | 51.62 | 50.06 | 53.55 | 52.62 | 50.42 | 49.59 | 49.33 | 50.2 | 50.59 | 50.25 | N | South | FC
BLULKE_6_BLUELK | Humboldt | Blue Lake Power | 9.06 | 8.99 | 6.41 | 8.34 | 9.31 | 9.75 | 9.35 | 9.04 | 9.3 | 9.38 | 9.19 | 9.8 | Y | North | ID
BLYTHE_1_SOLAR1 | CAISO System | Blythe Solar 1 Project | [12 empty] | N | South | EO | bar: 2015-01-01 to 2015-12-01
BNNIEN_7_ALTAPH | Sierra | ALTA POWER HOUSE | 0.23 | 0.24 | 0.32 | 0.31 | 0.24 | 0.41 | 0.64 | 0.72 | 0.35 | 0.53 | 0.52 | 0.39 | Y | North | FC
BOGUE_1_UNITA1 | Sierra | Feather River Energy Center, Unit #1 | 46.3 | 46.3 | 46.3 | 46.3 | 46.3 | 46 | 45 | 45 | 45 | 46.3 | 46.3 | 46.3 | Y | North | FC
BORDEN_2_QF | Fresno | SMALL QF AGGREGATION - MADERA | 0.08 | 0.07 | 0.02 | 0.37 | 0.62 | 1.15 | 1.29 | 0.78 | 0.42 | 0.21 | 0 | 0 | N | North | FC
BORDER_6_UNITA1 | San Diego-IV | CalPeak Power Border Unit 1 | 48 | 48 | 48 | 48 | 48 | 48 | 48 | 48 | 48 | 48 | 48 | 48 | Y | South | FC
BOWMN_6_UNIT | Sierra | BOWMAN | 1.35 | 0.91 | 1.41 | 1.85 | 3.05 | 2.86 | 3.15 | 2.85 | 2.7 | 1.99 | 0.73 | 0.54 | N | North | FC
BRDSLD_2_HIWIND | Bay Area | High Winds Energy Center | 6.76 | 13.44 | 29.15 | 44.05 | 51.68 | 53.91 | 39.48 | 39.51 | 12.6 | 5.45 | 3.32 | 4.5 | N | North | FC
BRDSLD_2_MTZUM2 | Bay Area | NextEra Energy Montezuma Wind II | 3.03 | 5.92 | 14.43 | 15.6 | 22.73 | 20.07 | 17.6 | 15.84 | 7.98 | 4.52 | 3.17 | 3.22 | N | North | ID
BRDSLD_2_MTZUMA | Bay Area | FPL Energy Montezuma Wind | 1.63 | 2.99 | 4.53 | 4.2 | 8.37 | 6.83 | 8.53 | 7.41 | 3.75 | 1.42 | 1.11 | 1.58 | N | North | FC
BRDSLD_2_SHILO1 | Bay Area | Shiloh I Wind Project | 3.46 | 10.47 | 24.58 | 22.18 | 47.77 | 42.56 | 47.94 | 42.53 | 18 | 6.37 | 4.59 | 6.24 | N | North | FC
BRDSLD_2_SHILO2 | Bay Area | SHILOH WIND PROJECT 2 | 7.3 | 14.52 | 31.48 | 47.57 | 55.82 | 58.22 | 42.63 | 42.67 | 16.54 | 5.97 | 5.01 | 7.07 | N | North | FC
BRDSLD_2_SHLO3A | Bay Area | Shiloh III Wind Project, LLC | 3.92 | 7.77 | 18.77 | 21.63 | 30.31 | 24.2 | 20.21 | 18.56 | 9.86 | 6.34 | 4.39 | 4.56 | N | North | FC
BRDSLD_2_SHLO3B | Bay Area | Shiloh IV Wind Project | 3.93 | 7.75 | 18.68 | 21.87 | 32.55 | 27.85 | 25.97 | 23.16 | 11.45 | 6.42 | 4.38 | 4.31 | N | North | FC
BRDWAY_7_UNIT 3 | LA Basin | BROADWAY UNIT 3 | 65 | 65 | 65 | 65 | 65 | 65 | 65 | 65 | 65 | 65 | 65 | 65 | Y | South | FC
BREGGO_6_SOLAR | San Diego-IV | NRG Borrego Solar One | 0.2 | 1.73 | 4.28 | 19.49 | 20.75 | 23.12 | 22.68 | 21.51 | 19.08 | 13.58 | 0.64 | 0.34 | N | South | FC
BRODIE_2_WIND | CAISO System | Coram Brodie Wind Project | 4.51 | 8.92 | 25.93 | 38.39 | 37.83 | 27.37 | 14.16 | 13.35 | 9.04 | 6.37 | 6.79 | 4.13 | N | South | FC
BUCKBL_2_PL1X3 | CAISO System | Blythe Energy Center | 490 | 490 | 490 | 490 | 490 | 490 | 490 | 490 | 490 | 490 | 490 | 490 | Y | South | FC
BUCKCK_7_OAKFLT | Sierra | Oak Flat | 0.48 | 0.64 | 0.94 | 1.02 | 1.1 | 1.11 | 0.93 | 0.84 | 0.39 | 0.43 | 0.57 | 0.49 | Y | North | FC
BUCKCK_7_PL1X2 | Sierra | BUCKS CREEK AGGREGATE | 58 | 58 | 58 | 58 | 58 | 58 | 58 | 58 | 58 | 58 | 58 | 58 | Y | North | FC
BUCKWD_1_NPALM1 | LA Basin | North Palm Springs 1A | 0.01 | 0.15 | 0.38 | 1.49 | 1.76 | 1.83 | 1.8 | 1.76 | 1.57 | 1.19 | 0.05 | 0.03 | N | South | FC
BUCKWD_1_QF | LA Basin | Buckwind Re-powering project | 0.42 | 1.49 | 4.03 | 3.18 | 4.64 | 5.03 | 2.17 | 1.82 | 1.37 | 1.49 | 0.83 | 1.25 | N | South | FC
BUCKWD_7_WINTCV | LA Basin | Wintec Energy, Ltd. | 0.06 | 0.16 | 0.44 | 0.14 | 0.4 | 0.69 | 0.13 | 0.13 | 0.08 | 0.1 | 0.06 | 0.06 | N | South | FC
BURNYF_2_UNIT 1 | CAISO System | Burney Forest Power | 26.97 | 26.84 | 26.26 | 25.33 | 27.32 | 28.33 | 28.56 | 28.59 | 26.03 | 28.96 | 27.4 | 26.65 | N | North | FC
BUTTVL_7_UNIT 1 | CAISO System | BUTT VALLEY HYDRO | 40 | 40 | 40 | 40 | 40 | 40 | 40 | 40 | 40 | 40 | 40 | 40 | Y | North | FC
CABZON_1_WINDA1 | LA Basin | Cabazon Wind Project | 3.48 | 5.86 | 13.7 | 9.89 | 19.53 | 22.94 | 9.94 | 7.96 | 4.09 | 4.72 | 1.77 | 2.76 | N | South | FC
CALGEN_1_UNITS | CAISO System | COSO Finance Partners (Navy 1) | 69.06 | 68.38 | 66.71 | 63.64 | 62.43 | 62.35 | 61.19 | 60.08 | 60.23 | 62.29 | 63.11 | 63.47 | N | South | FC
CALPIN_1_AGNEW | Bay Area | Agnews Power Plant | 28 | 28 | 28 | 28 | 28 | 28 | 28 | 28 | 28 | 28 | 28 | 28 | Y | North | FC
CAMCHE_1_PL1X3 | Stockton | CAMANCHE UNITS 1, 2 & 3 AGGREGATE | 3.8 | 2.78 | 4.06 | 4.93 | 5.2 | 4.63 | 5.01 | 4.21 | 2.88 | 3.59 | 1.9 | 2.16 | N | North | FC
CAMPFW_7_FARWST | Sierra | CAMP FAR WEST HYDRO | 4.86 | 4.31 | 4.35 | 5.73 | 4.31 | 2.87 | 2.97 | 2.9 | 0.57 | 0 | 0 | 2.28 | Y | North | FC
CANTUA_1_SOLAR | Fresno | Cantua Solar Station | 0.16 | 1.34 | 3.09 | 14.13 | 14.71 | 16.48 | 16.64 | 15.32 | 13.56 | 11.32 | 0.5 | 0.26 | N | North | ID
CAPMAD_1_UNIT 1 | Fresno | CAPCO MADERA Power Plant | 11.71 | 14.29 | 13.28 | 3.77 | 1.53 | 6.25 | 4.64 | 4.29 | 5.79 | 5.57 | 7.1 | 6.55 | Y | North | FC
CARBOU_7_PL2X3 | CAISO System | CARIBOU PH 1 UNIT 2 & 3 AGGREGATE | 48 | 48 | 48 | 48 | 48 | 48 | 48 | 48 | 48 | 48 | 48 | 48 | Y | North | FC
CARBOU_7_PL4X5 | CAISO System | CARIBOU PH 2 UNIT 4 & 5 AGGREGATE | 120 | 120 | 120 | 120 | 120 | 120 | 120 | 120 | 120 | 120 | 120 | 120 | Y | North | FC
CARBOU_7_UNIT 1 | CAISO System | CARIBOU PH 1 UNIT 1 | 24 | 24 | 24 | 24 | 24 | 24 | 24 | 24 | 24 | 24 | 24 | 24 | Y | North | FC
CARDCG_1_UNITS | Bay Area | CARDINAL COGEN | 15.36 | 13.42 | 12.36 | 12.1 | 21.53 | 20.24 | 19.01 | 17.52 | 16.89 | 19.99 | 12.13 | 15.45 | N | North | FC
CATLNA_2_SOLAR | CAISO System | Catalina Solar - Phases 1 and 2 | 0.86 | 7.28 | 16.63 | 66.47 | 70.53 | 88.03 | 88.42 | 82.34 | 80.35 | 53.12 | 2.74 | 1.46 | N | South | ID
CAVLSR_2_BSOLAR | CAISO System | California Valley Solar Ranch-Phase B | 0.31 | 2.69 | 6.16 | 30.48 | 28.5 | 36.26 | 27.34 | 31.53 | 34.1 | 21.71 | 0.99 | 0.52 | N | North | ID
CAVLSR_2_RSOLAR | CAISO System | California Valley Solar Ranch-Phase A | 1.6 | 13.76 | 30.38 | 109.34 | 101.96 | 150.03 | 152.34 | 155.82 | 172.47 | 117.1 | 5.28 | 2.82 | N | North | ID
CAYTNO_2_VASCO | Bay Area | VASCO ROAD | 4.3 | 4.3 | 4.3 | 4.3 | 4.3 | 4.3 | 4.3 | 4.3 | 4.3 | 4.3 | 4.3 | 4.3 | N | North | ID
CBRLLO_6_PLSTP1 | San Diego-IV | POINT LOMA SEWAGE TREATMENT PLANT | 3.1 | 3.13 | 3.23 | 1.73 | 2.83 | 2.88 | 2.71 | 2.96 | 2.77 | 2.99 | 2.69 | 2.66 | N | South | FC
CCRITA_7_RPPCHF | San Diego-IV | Rancho Penasquitos Hydro Facility | 0 | 0 | 0.23 | 1.38 | 0 | 3.28 | 4.01 | 3.7 | 3.86 | 3.8 | 2.74 | 1.86 | N | South | FC
CDWR07_2_GEN | CAISO System | CDWR07_2_GEN | 115.6 | 115.6 | 60.43 | 115.6 | 115.6 | 115.6 | 115.6 | 115.6 | 115.6 | 115.6 | 115.6 | 60.43 | N | South | FC
CEDRCK_6_UNIT | CAISO System | CEDRCK_6_UNIT | 0.37 | 0.37 | 0.61 | 0.71 | 0.56 | 0.44 | 0.28 | 0.18 | 0.18 | 0.16 | 0.18 | 0.25 | N | North | FC
CENTER_2_QF | LA Basin | CENTER QFS | 18.26 | 17.58 | 16.22 | 18.24 | 17.82 | 18.05 | 17.22 | 18.6 | 16.93 | 18.08 | 17.65 | 17.9 | N | South | FC
CENTER_2_RHONDO | LA Basin | MWD Rio Hondo Hydroelectric Recovery Pla | 1.91 | 1.91 | 1.91 | 1.91 | 1.91 | 1.91 | 1.91 | 1.91 | 1.91 | 1.91 | 1.91 | 1.91 | Y | South | FC
CENTER_6_PEAKER | LA Basin | Center Peaker | 47 | 47 | 47 | 47 | 47 | 47 | 47 | 47 | 47 | 47 | 47 | 47 | N | South | FC
CENTRY_6_PL1X4 | LA Basin | CENTURY GENERATING PLANT (AGGREGATE) | 36 | 36 | 36 | 36 | 36 | 36 | 36 | 36 | 36 | 36 | 36 | 36 | Y | South | FC
CHALK_1_UNIT | CAISO System | CHALK CLIFF LIMITED | 42.12 | 41.62 | 41.28 | 35.78 | 30.6 | 36.33 | 35.01 | 36.53 | 33.7 | 37.83 | 31.81 | 35.27 | N | North | FC
CHEVCD_6_UNIT | CAISO System | CHEVRON USA (TAFT/CADET) | 0.82 | 2.12 | 1.83 | 2.14 | 2.14 | 1.49 | 0.79 | 1.07 | 1.46 | 1.38 | 1.51 | 1.01 | N | North | FC
CHEVCO_6_UNIT 1 | Fresno | CHEVRON USA (COALINGA) | 4.21 | 4.11 | 4.12 | 2.19 | 3.32 | 2.38 | 1.17 | 1.26 | 2.43 | 3.12 | 3.32 | 3.38 | N | North | FC
CHEVCO_6_UNIT 2 | Fresno | AERA ENERGY LLC. (COALINGA) | 1.51 | 1.49 | 1.32 | 1.37 | 1.76 | 1.59 | 1.46 | 1.13 | 1.58 | 1.28 | 1.26 | 1.05 | N | North | FC
CHEVCY_1_UNIT | CAISO System | CHEVRON USA (CYMRIC) | 7.15 | 5.73 | 6.32 | 6.01 | 6.6 | 6.98 | 7.18 | 6.39 | 5.66 | 6.56 | 6.72 | 8.11 | N | North | FC
CHEVMN_2_UNITS | LA Basin | CHEVRON U.S.A. UNITS 1 & 2 AGGREGATE | 0.93 | 2.71 | 0.49 | 0.03 | 0 | 0.57 | 11.28 | 6.2 | 5.41 | 4.18 | 5.15 | 7.99 | N | South | FC
CHICPK_7_UNIT 1 | Sierra | CHICAGO PARK 1, BEAR RIVER CA | 38 | 38 | 38 | 38 | 38 | 38 | 38 | 38 | 38 | 38 | 38 | 38 | Y | North | FC
CHILLS_1_SYCENG | San Diego-IV | Sycamore Energy 1 | 0.46 | 0.66 | 0.6 | 0.34 | 0.36 | 0.51 | 0.65 | 0.5 | 0.47 | 0.33 | 0.38 | 0.6 | N | South | FC
CHILLS_7_UNITA1 | San Diego-IV | GAS RECOVERY SYS. (SYCAMORE CANYON) | 1.82 | 2 | 2 | 2 | 1.4 | 1.68 | 1.56 | 1.52 | 1.74 | 1.75 | 1.8 | 1.61 | Y | South | FC
CHINO_2_JURUPA | LA Basin | Jurupa | [12 empty] | N | South | EO | bar: 2015-01-01 to 2015-12-01
CHINO_2_QF | LA Basin | CHINO QFS | 4.7 | 4.99 | 4.95 | 5.26 | 5.21 | 5.7 | 5.63 | 5.77 | 5.68 | 4.98 | 4.69 | 4.5 | N | South | FC
CHINO_2_SASOLR | LA Basin | SS San Antonio West LLC | [12 empty] | N | South | EO | bar: 2015-01-01 to 2015-12-01
CHINO_2_SOLAR | LA Basin | Chino RT Solar 1 | [12 empty] | N | South | EO | bar: 2015-01-01 to 2015-12-01
CHINO_6_CIMGEN | LA Basin | O.L.S. ENERGY COMPANY -- CHINO | 26.09 | 26.12 | 25.94 | 25.78 | 24.22 | 26.07 | 25.9 | 26.01 | 25.73 | 16.22 | 25.52 | 26.29 | N | South | FC
CHINO_6_SMPPAP | LA Basin | SIMPSON PAPER | 25.02 | 24.26 | 28.02 | 26.54 | 23.54 | 30.11 | 27.09 | 30.61 | 27.44 | 28.42 | 27.59 | 25.74 | N | South | FC
CHINO_7_MILIKN | LA Basin | MN Milliken Genco LLC | 1.29 | 1.2 | 1.49 | 1.48 | 1.36 | 1.24 | 1.25 | 1.19 | 1.21 | 1.27 | 1.41 | 1.32 | Y | South | FC
CHWCHL_1_BIOMAS | Fresno | Chow II Biomass to Energy | 4.96 | 5.46 | 5.9 | 4.12 | 4.22 | 6.8 | 7.74 | 7.25 | 7.64 | 7.79 | 7.67 | 9.29 | N | North | FC
CHWCHL_1_UNIT | Fresno | CHOW 2 PEAKER PLANT | 48 | 48 | 48 | 48 | 48 | 48 | 48 | 48 | 48 | 48 | 48 | 48 | Y | North | FC
CLOVER_2_UNIT | CAISO System | MEGA HYDRO #1 (CLOVER CREEK) | 0.65 | 0.54 | 0.74 | 0.87 | 0.65 | 0.43 | 0.26 | 0.14 | 0.09 | 0.07 | 0.22 | 0.39 | N | North | FC
CLRKRD_6_LIMESD | CAISO System | Lime Saddle Hydro | 0.75 | 0.76 | 0.81 | 0.79 | 0.74 | 0.68 | 0.66 | 0.6 | 0.6 | 0.64 | 0.57 | 0.55 | Y | North | FC
CLRMTK_1_QF | Bay Area | SMALL QF AGGREGATION - OAKLAND | 0 | 0 | 0 | 0 | 0 | 0 | 0 | 0 | 0 | 0 | 0 | 0 | N | North | FC
CNTNLA_2_SOLAR1 | San Diego-IV | Centinela Solar Energy I | 0.99 | 8.41 | 19.2 | 76.75 | 81.44 | 101.64 | 102.09 | 95.06 | 92.77 | 61.33 | 3.12 | 1.66 | N | South | FC
CNTNLA_2_SOLAR2 | San Diego-IV | Centinels Solar Energy 2 | [12 empty] | EO | South | N | bar: 2015-01-01 to 2015-12-01
CNTRVL_6_UNIT | CAISO System | Centerville | 0 | 0 | 0 | 0 | 0 | 0 | 0 | 0 | 0 | 0 | 0 | 0 | Y | North | FC
COCOPP_2_CTG1 | Bay Area | Marsh Landing 1 | 204.2 | 204.2 | 202.26 | 199.2 | 196.25 | 193.39 | 191.35 | 191.35 | 193.39 | 196.25 | 202.26 | 203.28 | Y | North | ID
COCOPP_2_CTG2 | Bay Area | Marsh Landing 2 | 202.7 | 202.7 | 200.09 | 197.07 | 194.14 | 191.32 | 189.3 | 189.3 | 191.32 | 194.14 | 200.09 | 201.1 | Y | North | ID
COCOPP_2_CTG3 | Bay Area | Marsh Landing 3 | 204.31 | 204.31 | 202.37 | 199.31 | 196.35 | 193.49 | 191.45 | 191.45 | 193.49 | 196.35 | 202.37 | 203.39 | Y | North | ID
COCOPP_2_CTG4 | Bay Area | Marsh Landing 4 | 204.29 | 204.29 | 202.35 | 199.29 | 196.33 | 193.48 | 191.44 | 191.44 | 193.48 | 196.33 | 202.35 | 203.37 | Y | North | ID
COGNAT_1_UNIT | Stockton | Stockton Biomas | 31.18 | 23.44 | 33.04 | 17.46 | 7.18 | 22.54 | 27.89 | 25.46 | 26.13 | 26.47 | 18.14 | 25.66 | N | North | FC
COLEMN_2_UNIT | CAISO System | Coleman | 6.53 | 6.98 | 9.32 | 10.04 | 9.45 | 7.89 | 6.09 | 3.28 | 3 | 3.51 | 3.83 | 4.9 | Y | North | FC
COLGA1_6_SHELLW | Fresno | COALINGA COGENERATION COMPANY | 38.44 | 39.32 | 37.65 | 36.38 | 35.77 | 35.96 | 35.17 | 35.02 | 35.37 | 33.94 | 36.44 | 38.5 | N | North | FC
COLGAT_7_UNIT 1 | Sierra | COLGATE HYDRO UNIT 1 | 149.85 | 148.64 | 153.29 | 158.63 | 162.79 | 165.7 | 165.1 | 161.65 | 156.74 | 151.87 | 149.95 | 148.24 | Y | North | FC
COLGAT_7_UNIT 2 | Sierra | COLGATE HYDRO UNIT 2 | 149.8 | 148.6 | 153.24 | 158.63 | 162.83 | 165.76 | 165.16 | 161.68 | 156.71 | 151.81 | 149.91 | 148.21 | Y | North | FC
COLPIN_6_COLLNS | CAISO System | COLLINS PINE | 5.53 | 4.55 | 4.58 | 3.55 | 4.12 | 4.85 | 5.68 | 5.37 | 5.32 | 5.45 | 5.41 | 4.77 | N | North | FC
COLTON_6_AGUAM1 | LA Basin | AGUA MANSA UNIT 1 (CITY OF COLTON) | 43 | 43 | 43 | 43 | 43 | 43 | 43 | 43 | 43 | 43 | 43 | 43 | N | South | FC
COLUSA_2_PL1X3 | CAISO System | Colusa Generating Station | 534.58 | 534.58 | 534.58 | 534.58 | 534.58 | 534.58 | 534.58 | 534.58 | 534.58 | 534.58 | 534.58 | 534.58 | Y | North | FC
COLVIL_7_PL1X2 | CAISO System | COLLIERVILLE HYDRO UNIT 1 & 2 AGGREGATE | 246.86 | 246.86 | 246.86 | 246.86 | 246.86 | 246.86 | 246.86 | 246.86 | 246.86 | 246.86 | 246.86 | 246.86 | Y | North | FC
CONTAN_1_UNIT | Bay Area | Graphic Packaging Cogen | 27.7 | 27.7 | 27.7 | 27.7 | 27.7 | 27.7 | 27.7 | 27.7 | 27.7 | 27.7 | 27.7 | 27.7 | Y | North | FC
CONTRL_1_CASAD1 | CAISO System | Mammoth G1 | 5.78 | 4.89 | 4.81 | 4.42 | 2.96 | 2.66 | 2.29 | 2.53 | 2.32 | 3.02 | 3.87 | 4.75 | Y | South | FC
CONTRL_1_CASAD3 | CAISO System | Mammoth G3 | 9.93 | 9.12 | 10.05 | 9.34 | 9.21 | 7.95 | 7.9 | 7.86 | 8.14 | 8.89 | 9.02 | 9.44 | N | South | FC
CONTRL_1_LUNDY | CAISO System | LUNDY | 1 | 0.65 | 0.42 | 0.69 | 1.33 | 1.72 | 2.07 | 1.68 | 0.91 | 0.59 | 0.39 | 0.28 | N | South | FC
CONTRL_1_OXBOW | CAISO System | OXBOW GEOTHERMAL CORPORATION | 56.15 | 56.59 | 56.37 | 55.79 | 55.02 | 55.06 | 54.42 | 53.75 | 54.91 | 55.63 | 56.56 | 56.88 | N | South | FC
CONTRL_1_POOLE | CAISO System | POOLE HYDRO PLANT 1 | 0.79 | 0.83 | 0.86 | 3.35 | 2.59 | 5.16 | 4.35 | 2.98 | 0.8 | 1.4 | 1 | 1.09 | N | South | FC
CONTRL_1_QF | CAISO System | CONTROL QFS | 30.88 | 30.57 | 29.83 | 20.93 | 19.05 | 14.88 | 12.99 | 12.84 | 14.55 | 16.87 | 20.31 | 22.05 | N | South | FC
CONTRL_1_RUSHCK | CAISO System | RUSH CREEK | 4.65 | 5.17 | 5.34 | 6.54 | 9.47 | 11.94 | 4.77 | 3.24 | 3.46 | 4.55 | 4.87 | 4.17 | N | South | FC
COPMT2_2_SOLAR2 | CAISO System | CMS2 | 0.7 | 6.05 | 14.07 | 59.55 | 62.44 | 73.09 | 67.31 | 62.44 | 58.58 | 47.85 | 2.24 | 1.1 | N | South | ID
COPMTN_2_CM10 | CAISO System | CM10 Pseudo Tie Pilot | 0.06 | 0.18 | 0.52 | 6.17 | 5.68 | 5.9 | 4.4 | 4.32 | 4.6 | 4.42 | 0.02 | 0 | N | South | PD to 7.25
COPMTN_2_SOLAR1 | CAISO System | Copper Mountain Solar 1 Pseudo Tie Pilot | 0.14 | 0.52 | 1.98 | 16.5 | 16.5 | 16.5 | 16.5 | 16.5 | 16.5 | 16.5 | 0.08 | 0.01 | N | South | PD to 16.5
CORONS_2_SOLAR | LA Basin | Master Development Corona | [12 empty] | N | South | EO | bar: 2015-01-01 to 2015-12-01
CORONS_6_CLRWTR | LA Basin | Clearwater Power Plant | 28 | 28 | 28 | 28 | 28 | 28 | 28 | 28 | 28 | 28 | 28 | 28 | Y | South | FC
CORRAL_6_SJOAQN | CAISO System | Ameresco San Joaquin | 3.04 | 3.12 | 3.04 | 2.67 | 2.82 | 3.16 | 3.28 | 3.24 | 3.21 | 3.09 | 3.05 | 3.19 | N | North | ID
COTTLE_2_FRNKNH | CAISO System | Frankenheimer Power Plant | 0.23 | 0 | 0.85 | 2.64 | 2.83 | 2.86 | 3.24 | 3.11 | 2.28 | 0.48 | 0 | 0 | N | North | FC
COVERD_2_QFUNTS | CAISO System | COVE ROAD HYDRO QF UNITS | 6.57 | 7.02 | 11.67 | 14.81 | 9.18 | 4.97 | 1.2 | 0.17 | 0 | 0.08 | 0.6 | 3.04 | N | North | FC
COWCRK_2_UNIT | CAISO System | Cow Creek Hydro | 0.6 | 0.67 | 0.6 | 0.74 | 0.69 | 0.6 | 0.42 | 0.23 | 0.18 | 0.31 | 0.49 | 0.56 | Y | North | FC
CPSTNO_7_PRMADS | San Diego-IV | PRIMA DESCHECHA (CAPISTRANO) | 4.63 | 4.78 | 3.24 | 4.6 | 3.03 | 5.57 | 5.75 | 5.45 | 5.47 | 4.75 | 4.22 | 3.65 | N | South | FC
CPVERD_2_SOLAR | San Diego-IV | Campo Verde Solar | 1.09 | 9.2 | 21.01 | 84 | 89.13 | 111.24 | 111.74 | 104.05 | 101.54 | 67.12 | 3.45 | 1.84 | N | South | ID
CRELMN_6_RAMON1 | San Diego-IV | Ramona 1 | 0.02 | 0.13 | 0.3 | 1.21 | 1.28 | 1.6 | 1.61 | 1.5 | 1.46 | 0.97 | 0.05 | 0.03 | N | South | FC
CRELMN_6_RAMON2 | San Diego-IV | Ramona 2 | 0.04 | 0.33 | 0.76 | 3.02 | 3.21 | 4 | 4.02 | 3.74 | 3.65 | 2.41 | 0.12 | 0.07 | N | South | FC
CRESSY_1_PARKER | Fresno | PARKER POWERHOUSE | 0 | 0 | 0.31 | 0.77 | 1.61 | 1.63 | 1.79 | 1.54 | 1.02 | 0.57 | 0 | 0 | N | North | FC
CRESTA_7_PL1X2 | Sierra | CRESTA PH UNIT 1 & 2 AGGREGATE | 70 | 70 | 70 | 70 | 70 | 70 | 70 | 70 | 70 | 70 | 70 | 70 | Y | North | FC
CRNEVL_6_CRNVA | Fresno | Crane Valley | 0.65 | 0.65 | 0.69 | 0.75 | 0.83 | 0.84 | 0.78 | 0.71 | 0.7 | 0.69 | 0.65 | 0.62 | Y | North | FC
CRNEVL_6_SJQN 2 | Fresno | SAN JOAQUIN 2 | 3.2 | 3.2 | 3.2 | 3.2 | 3.2 | 3.2 | 3.2 | 3.2 | 3.2 | 3.2 | 3.2 | 3.2 | Y | North | FC
CRNEVL_6_SJQN 3 | Fresno | SAN JOAQUIN 3 | 4.2 | 4.2 | 4.2 | 4.2 | 4.2 | 4.2 | 4.2 | 4.2 | 4.2 | 4.2 | 4.2 | 4.2 | Y | North | FC
CROKET_7_UNIT | Bay Area | CROCKETT COGEN | 223.76 | 223.97 | 211.37 | 219.85 | 211.44 | 220.94 | 224.21 | 224.55 | 206.01 | 207.9 | 222.5 | 224.85 | N | North | FC
CRSTWD_6_KUMYAY | San Diego-IV | Kumeyaay Wind Farm | 15.28 | 14.95 | 18.16 | 15.25 | 20.37 | 17.69 | 8.66 | 5.22 | 5.6 | 11.86 | 9.82 | 8.05 | N | South | FC
CSCCOG_1_UNIT 1 | Bay Area | SANTA CLARA CO-GEN | 6 | 6 | 6 | 6 | 6 | 6 | 6 | 6 | 6 | 6 | 6 | 6 | Y | North | FC
CSCGNR_1_UNIT 1 | Bay Area | GIANERA PEAKER UNIT 1 | 24 | 24 | 24 | 24 | 24 | 24 | 24 | 24 | 24 | 24 | 24 | 24 | Y | North | FC
CSCGNR_1_UNIT 2 | Bay Area | GIANERA PEAKER UNIT 2 | 24 | 24 | 24 | 24 | 24 | 24 | 24 | 24 | 24 | 24 | 24 | 24 | Y | North | FC
CSLR4S_2_SOLAR | San Diego-IV | Csolar IV South | 1.02 | 8.61 | 19.65 | 78.56 | 83.36 | 104.04 | 104.5 | 97.31 | 94.96 | 58.09 | 3.21 | 1.7 | N | South | ID
CSTRVL_7_PL1X2 | CAISO System | Marina Land Fill Gas | 2.94 | 2.71 | 2.59 | 2.63 | 2.63 | 3 | 2.91 | 2.79 | 2.83 | 2.89 | 2.99 | 2.75 | Y | North | FC
CSTRVL_7_QFUNTS | CAISO System | Castroville QF Aggregate | 1.35 | 1.22 | 1.53 | 1.41 | 1.27 | 1.03 | 1.52 | 1.52 | 1.12 | 1.02 | 0.88 | 0.83 | N | North | FC
CTNWDP_1_QF | CAISO System | SMALL QF AGGREGATION - BURNEY | 0.05 | 0.04 | 0.07 | 0.07 | 0.12 | 0.15 | 0.16 | 0.11 | 0.05 | 0.03 | 0.03 | 0.03 | N | North | FC
CURIS_1_QF | Stockton | SMALL QF AGGREGATION - MERCED | 0 | 0 | 0.02 | 0.22 | 0.66 | 0.76 | 0.68 | 0.54 | 0.26 | 0.02 | 0 | 0 | N | North | FC
CWATER_7_UNIT 1 | CAISO System | COOLWATER GEN STA. UNIT 1 | 63 | 63 | 63 | 63 | 63 | 63 | 63 | 63 | 63 | 63 | 63 | 63 | Y | South | FC
CWATER_7_UNIT 2 | CAISO System | COOLWATER GEN STA. UNIT 2 | 81.5 | 81.5 | 81.5 | 81.5 | 81.5 | 81.5 | 81.5 | 81.5 | 81.5 | 81.5 | 81.5 | 81.5 | Y | South | FC
CWATER_7_UNIT 3 | CAISO System | COOLWATER STATION 3 AGGREGATE | 245.3 | 245.3 | 245.3 | 245.3 | 245.3 | 245.3 | 245.3 | 245.3 | 245.3 | 245.3 | 245.3 | 245.3 | Y | South | FC
CWATER_7_UNIT 4 | CAISO System | COOLWATER STATION 4 AGGREGATE | 245.9 | 245.9 | 245.9 | 245.9 | 245.9 | 245.9 | 245.9 | 245.9 | 245.9 | 245.9 | 245.9 | 245.9 | Y | South | FC
DAVIS_1_SOLAR1 | Sierra | Grasslands 3 | [12 empty] | N | North | EO | bar: 2015-01-01 to 2015-12-01
DAVIS_1_SOLAR2 | Sierra | Grasslands 4 | [12 empty] | N | North | EO | bar: 2015-01-01 to 2015-12-01
DAVIS_7_MNMETH | Sierra | MM Yolo Power LLC | 1.67 | 1.88 | 2.03 | 2.29 | 2.2 | 2.11 | 1.96 | 2.18 | 1.94 | 2.2 | 2.28 | 2.15 | N | North | FC
DEADCK_1_UNIT | Sierra | DEADCK_1_UNIT | 0.57 | 0.38 | 0.78 | 1.11 | 0.71 | 0.34 | 0.16 | 0 | 0 | 0 | 0 | 0.18 | N | North | FC
DEERCR_6_UNIT 1 | Sierra | DEER CREEK | 1.6 | 1.99 | 1.61 | 2.26 | 2.69 | 3.24 | 3.51 | 3.74 | 3.68 | 2.78 | 1.55 | 0.64 | Y | North | FC
DELAMO_2_SOLRC1 | LA Basin | Golden Springs Building C1 | [12 empty] | N | South | EO | bar: 2015-01-01 to 2015-12-01
DELAMO_2_SOLRD | LA Basin | Golden Solar Building D | [12 empty] | N | South | EO | bar: 2015-01-01 to 2015-12-01
DELTA_2_PL1X4 | Bay Area | DELTA ENERGY CENTER AGGREGATE | 861.29 | 861.29 | 855 | 845 | 835 | 820 | 813 | 813 | 813 | 835 | 850 | 861.29 | Y | North | FC
DEVERS_1_QF | LA Basin | DEVERS QFS | 10.57 | 24.91 | 65.37 | 42.32 | 66.2 | 95.47 | 24.08 | 20.22 | 13.2 | 15 | 10.74 | 7.66 | FC | South | N
DEVERS_1_SEPV05 | LA Basin | SEPV 5 | [12 empty] | N | South | EO | bar: 2015-01-01 to 2015-12-01
DEVERS_1_SOLAR | LA Basin | Cascade Solar | [12 empty] | N | South | EO | bar: 2015-01-01 to 2015-12-01
DEVERS_1_SOLAR1 | LA Basin | SEPV8 | [12 empty] | EO | South | N | bar: 2015-01-01 to 2015-12-01
DEVERS_1_SOLAR2 | LA Basin | SEPV9 | [12 empty] | EO | South | N | bar: 2015-01-01 to 2015-12-01
DEXZEL_1_UNIT | Kern | Western Power and Steam Cogeneration | 28.41 | 28.25 | 25.16 | 16.66 | 26.67 | 27.44 | 26.1 | 27.04 | 26.09 | 25.83 | 24.63 | 26.59 | N | North | FC
DIABLO_7_UNIT 1 | CAISO System | Diablo Canyon Unit 1 | 1130 | 1130 | 1130 | 1130 | 1130 | 1130 | 1130 | 1130 | 1130 | 1130 | 1130 | 1130 | N | North | FC
DIABLO_7_UNIT 2 | CAISO System | Diablo Canyon Unit 2 | 1130 | 1130 | 1130 | 1130 | 1130 | 1130 | 1130 | 1130 | 1130 | 1130 | 1130 | 1130 | N | North | FC
DINUBA_6_UNIT | Fresno | DINUBA GENERATION PROJECT | 9.87 | 9.87 | 9.87 | 9.87 | 9.87 | 9.87 | 9.87 | 9.87 | 9.87 | 9.87 | 9.87 | 9.87 | N | North | FC
DISCOV_1_CHEVRN | Kern | CHEVRON USA (EASTRIDGE) | 3.21 | 3.95 | 5.29 | 2.63 | 1.81 | 1.94 | 0.81 | 2.91 | 2.08 | 3.25 | 5.48 | 4.01 | N | North | FC
DIVSON_6_NSQF | San Diego-IV | DIVISION NAVAL STATION COGEN | 44.95 | 44.58 | 43.49 | 40.15 | 38.48 | 39.82 | 37.81 | 39.96 | 39.89 | 33.35 | 38.48 | 42.67 | N | South | FC
DMDVLY_1_UNITS | LA Basin | DIAMOND VALLEY LAKE PUMP-GEN PLANT | 0 | 5.29 | 0 | 0 | 0.15 | 3.81 | 4.27 | 7.16 | 10.83 | 4.33 | 1.03 | 0.32 | N | South | FC
DONNLS_7_UNIT | Stockton | DONNELLS HYDRO | 65.95 | 66.32 | 67.86 | 65.21 | 70.1 | 72 | 72 | 72 | 72 | 70.02 | 67.92 | 66.81 | Y | North | FC
DOSMGO_2_NSPIN | CAISO System | DOSMGO_2_NSPIN | 16.26 | 16.26 | 16.26 | 16.26 | 31.44 | 47.15 | 44.53 | 47.15 | 30.89 | 24.39 | 15.18 | 16.26 | N | South | FC
DOUBLC_1_UNITS | Kern | DOUBLE "C" LIMITED | 52.23 | 52.23 | 52.23 | 52.23 | 52.23 | 52.23 | 52.23 | 52.23 | 52.23 | 52.23 | 52.23 | 52.23 | Y | North | FC
DREWS_6_PL1X4 | LA Basin | DREWS UNIT AGGREGATE | 36 | 36 | 36 | 36 | 36 | 36 | 36 | 36 | 36 | 36 | 36 | 36 | Y | South | FC
DRUM_7_PL1X2 | Sierra | Drum PH 1 Units 1 & 2 Aggregate | 26 | 26 | 26 | 26 | 26 | 26 | 26 | 26 | 26 | 26 | 26 | 26 | Y | North | FC
DRUM_7_PL3X4 | Sierra | Drum PH 1 Units 3 & 4 Aggregate | 27.4 | 27.4 | 27.4 | 27.4 | 27.4 | 27.4 | 27.4 | 27.4 | 27.4 | 27.4 | 27.4 | 27.4 | Y | North | FC
DRUM_7_UNIT 5 | Sierra | DRUM PH 2 UNIT 5 | 49.5 | 49.5 | 49.5 | 49.5 | 49.5 | 49.5 | 49.5 | 49.5 | 49.5 | 49.5 | 49.5 | 49.5 | Y | North | FC
DSABLA_7_UNIT | CAISO System | De Sabla Hydro | 10.61 | 10.43 | 10.28 | 10.05 | 9.71 | 15.46 | 14.36 | 11.67 | 8.48 | 6.55 | 8.15 | 8.14 | Y | North | FC
DSRTSN_2_SOLAR1 | CAISO System | Desert Sunlight 300 | 2.35 | 19.86 | 45.36 | 181.3 | 192.37 | 240.1 | 241.16 | 224.56 | 219.15 | 144.88 | 7.36 | 3.89 | N | South | FC
DSRTSN_2_SOLAR2 | CAISO System | Desert Sunlight 250 | 1.76 | 14.85 | 33.91 | 135.54 | 143.82 | 179.49 | 180.29 | 167.88 | 163.83 | 84.81 | 5.5 | 2.91 | N | South | FC
DUANE_1_PL1X3 | Bay Area | DONALD VON RAESFELD POWER PROJECT | 147.8 | 147.8 | 147.8 | 147.8 | 147.8 | 147.8 | 147.8 | 147.8 | 147.8 | 147.8 | 147.8 | 147.8 | Y | North | FC
DUTCH1_7_UNIT 1 | Sierra | DUTCH FLAT 1 PH | 22 | 22 | 22 | 22 | 22 | 22 | 22 | 22 | 22 | 22 | 22 | 22 | Y | North | FC
DUTCH2_7_UNIT 1 | Sierra | DUTCH FLAT 2 PH | 26 | 26 | 26 | 26 | 26 | 26 | 26 | 26 | 26 | 26 | 26 | 26 | Y | North | FC
DVLCYN_1_UNITS | LA Basin | DEVIL CANYON HYDRO UNITS 1-4 AGGREGATE | 189.19 | 127.18 | 234.97 | 234.97 | 234.97 | 234.97 | 234.97 | 234.97 | 234.97 | 194.61 | 230.84 | 86.75 | Y | South | FC
EASTWD_7_UNIT | Big Creek-Ventura | EASTWOOD PUMP-GEN | 199 | 199 | 199 | 199 | 199 | 199 | 199 | 199 | 199 | 199 | 199 | 199 | N | South | FC
EDMONS_2_NSPIN | Big Creek-Ventura | EDMONS_2_NSPIN | 236 | 236 | 236 | 236 | 236 | 236 | 236 | 236 | 236 | 236 | 236 | 236 | N | South | FC
ELCAJN_6_LM6K | San Diego-IV | El Cajon Energy Center | 48.1 | 48.1 | 48.1 | 48.1 | 48.1 | 48.1 | 48.1 | 48.1 | 48.1 | 48.1 | 48.1 | 48.1 | Y | South | FC
ELCAJN_6_UNITA1 | San Diego-IV | Cuyamaca Peak Energy Plant | 45.42 | 45.42 | 45.42 | 45.42 | 45.42 | 45.42 | 45.42 | 45.42 | 45.42 | 45.42 | 45.42 | 45.42 | Y | South | FC
ELCAJN_7_GT1 | San Diego-IV | EL CAJON | 16 | 16 | 16 | 16 | 16 | 16 | 16 | 16 | 16 | 16 | 16 | 16 | Y | South | FC
ELDORO_7_UNIT 1 | Sierra | El Dorado Unit 1 | 11 | 11 | 11 | 11 | 11 | 11 | 11 | 11 | 11 | 11 | 11 | 11 | Y | North | FC
ELDORO_7_UNIT 2 | Sierra | El Dorado Unit 2 | 11 | 11 | 11 | 11 | 11 | 11 | 11 | 11 | 11 | 11 | 11 | 11 | Y | North | FC
ELECTR_7_PL1X3 | CAISO System | ELECTRA PH UNIT 1 & 2 AGGREGATE | 98 | 98 | 98 | 98 | 98 | 98 | 98 | 98 | 98 | 98 | 98 | 98 | Y | North | FC
ELKCRK_6_STONYG | CAISO System | STONEY GORGE HYDRO AGGREGATE | 1.8 | 2.4 | 2.7 | 2.2 | 1.6 | 1.7 | 2.2 | 2 | 1.4 | 0.4 | 0.1 | 0.9 | Y | North | FC
ELKHIL_2_PL1X3 | CAISO System | ELK HILLS COMBINED CYCLE (AGGREGATE) | 435 | 435 | 435 | 435 | 435 | 435 | 435 | 435 | 435 | 435 | 435 | 435 | Y | North | FC
ELLIS_2_QF | LA Basin | ELLIS QFS | 0 | 0 | 0 | 0 | 0 | 0 | 0 | 0.01 | 0 | 0 | 0 | 0 | N | South | FC
ELNIDP_6_BIOMAS | Fresno | El Nido Biomass to Energy | 5.38 | 5.62 | 6.13 | 6.04 | 6.59 | 7.49 | 7.45 | 6.09 | 3.85 | 3.28 | 5.58 | 3.5 | N | North | FC
ELSEGN_2_UN1011 | LA Basin | El Segundo Energy Center 5/6 | 263 | 263 | 263 | 263 | 263 | 263 | 263 | 263 | 263 | 263 | 263 | 263 | Y | South | FC
ELSEGN_2_UN2021 | LA Basin | El Segundo Energy Center 7/8 | 263.68 | 263.68 | 263.68 | 263.68 | 263.68 | 263.68 | 263.68 | 263.68 | 263.68 | 263.68 | 263.68 | 263.68 | Y | South | FC
ELSEGN_7_UNIT 4 | LA Basin | EL SEGUNDO GEN STA. UNIT 4 | 335 | 335 | 335 | 335 | 335 | 335 | 335 | 335 | 335 | 335 | 335 | 335 | Y | South | FC
ENCINA_7_EA1 | San Diego-IV | ENCINA UNIT 1 | 106 | 106 | 106 | 106 | 106 | 106 | 106 | 106 | 106 | 106 | 106 | 106 | Y | South | FC
ENCINA_7_EA2 | San Diego-IV | ENCINA UNIT 2 | 104 | 104 | 104 | 104 | 104 | 104 | 104 | 104 | 104 | 104 | 104 | 104 | Y | South | FC
ENCINA_7_EA3 | San Diego-IV | ENCINA UNIT 3 | 110 | 110 | 110 | 110 | 110 | 110 | 110 | 110 | 110 | 110 | 110 | 110 | Y | South | FC
ENCINA_7_EA4 | San Diego-IV | ENCINA UNIT 4 | 300 | 300 | 300 | 300 | 300 | 300 | 300 | 300 | 300 | 300 | 300 | 300 | Y | South | FC
ENCINA_7_EA5 | San Diego-IV | ENCINA UNIT 5 | 330 | 330 | 330 | 330 | 330 | 330 | 330 | 330 | 330 | 330 | 330 | 330 | Y | South | FC
ENCINA_7_GT1 | San Diego-IV | ENCINA GAS TURBINE UNIT 1 | 14.5 | 14.5 | 14.5 | 14.5 | 14.5 | 14.5 | 14.5 | 14.5 | 14.5 | 14.5 | 14.5 | 14.5 | Y | South | FC
ESCNDO_6_PL1X2 | San Diego-IV | MMC Escondido Aggregate | 48.71 | 48.71 | 48.71 | 48.71 | 48.71 | 48.71 | 48.71 | 48.71 | 48.71 | 48.71 | 48.71 | 48.71 | Y | South | FC
ESCNDO_6_UNITB1 | San Diego-IV | CalPeak Power Enterprise Unit 1 | 48 | 48 | 48 | 48 | 48 | 48 | 48 | 48 | 48 | 48 | 48 | 48 | Y | South | FC
ESCO_6_GLMQF | San Diego-IV | GOAL LINE L.P. | 37 | 35.55 | 35.74 | 32.38 | 34.79 | 35.72 | 33.06 | 38.06 | 35.47 | 23.71 | 25.84 | 32.73 | N | South | FC
ESQUON_6_LNDFIL | CAISO System | Neal Road Landfill Generating Facility | [12 empty] | N | North | EO | bar: 2015-01-01 to 2015-12-01
ETIWND_2_CHMPNE | LA Basin | Champagne | [12 empty] | N | South | EO | bar: 2015-01-01 to 2015-12-01
ETIWND_2_FONTNA | LA Basin | FONTANALYTLE CREEK POWERHOUSE P | 0.9 | 1.21 | 1.07 | 1.13 | 1.2 | 1.17 | 0.78 | 0.66 | 0.65 | 0.6 | 0.76 | 0.68 | N | South | FC
ETIWND_2_QF | LA Basin | ETIWANDA QFS | 11.35 | 11.53 | 10.06 | 7.51 | 10.23 | 16.18 | 15.23 | 15.13 | 14.5 | 9.5 | 11.67 | 11.55 | N | South | FC
ETIWND_6_GRPLND | LA Basin | Grapeland Peaker | 46 | 46 | 46 | 46 | 46 | 46 | 46 | 46 | 46 | 46 | 46 | 46 | N | South | FC
ETIWND_6_MWDETI | LA Basin | ETIWANDA RECOVERY HYDRO | 7.87 | 8.17 | 7.19 | 9.1 | 3.71 | 4.54 | 9.76 | 8.06 | 7.25 | 8.74 | 8.44 | 7.31 | N | South | FC
ETIWND_7_MIDVLY | LA Basin | MN Mid Valley Genco LLC | 1.64 | 1.6 | 1.68 | 1.69 | 1.92 | 1.85 | 1.68 | 1.67 | 1.66 | 1.53 | 1.51 | 1.63 | Y | South | FC
ETIWND_7_UNIT 3 | LA Basin | ETIWANDA GEN STA. UNIT 3 | 320 | 320 | 320 | 320 | 320 | 320 | 320 | 320 | 320 | 320 | 320 | 320 | Y | South | FC
ETIWND_7_UNIT 4 | LA Basin | ETIWANDA GEN STA. UNIT 4 | 320 | 320 | 320 | 320 | 320 | 320 | 320 | 320 | 320 | 320 | 320 | 320 | Y | South | FC
EXCHEC_7_UNIT 1 | Fresno | EXCHEQUER HYDRO | 32.31 | 31.55 | 37.18 | 48.43 | 57.45 | 71.08 | 70.24 | 61.77 | 53.48 | 47.74 | 46.06 | 45.39 | Y | North | FC
FAIRHV_6_UNIT | Humboldt | FAIRHAVEN POWER CO. | 16.17 | 14.93 | 15.33 | 15.68 | 15.77 | 15.81 | 16.18 | 16.57 | 16 | 15.59 | 15.79 | 15.99 | N | North | FC
FELLOW_7_QFUNTS | CAISO System | Fellow QF Aggregate | 0.51 | 1.6 | 1.75 | 1.44 | 1.5 | 0.56 | 0.89 | 1.26 | 0.91 | 1 | 0.92 | 0.95 | N | North | FC
FLOWD1_6_ALTPP1 | Bay Area | ALTAMONT POWER LLC (PARTNERS 1) | 0 | 0 | 0 | 0 | 0 | 0 | 0 | 0 | 0 | 0 | 0 | 0 | N | North | FC
FLOWD2_2_FPLWND | CAISO System | DIABLO WINDS | 0.87 | 1.73 | 3.75 | 5.67 | 1.46 | 0.21 | 5.08 | 5.08 | 0.14 | 0.43 | 0.47 | 0.66 | N | North | FC
FLOWD2_2_UNIT 1 | CAISO System | SMALL QF AGGREGATION - LIVERMORE | 0 | 0.71 | 1.82 | 1.41 | 3.4 | 2.28 | 2.67 | 3.71 | 1.57 | 0.56 | 0 | 0 | N | North | FC
FMEADO_6_HELLHL | Sierra | FMEADO_6_HELLHL | 0.12 | 0.19 | 0.2 | 0.29 | 0.43 | 0.56 | 0.51 | 0.33 | 0.44 | 0.45 | 0.39 | 0.31 | N | North | FC
FMEADO_7_UNIT | Sierra | FRENCH MEADOWS HYDRO | 14.44 | 14.45 | 14.88 | 15.41 | 16.35 | 17.16 | 16.83 | 16.01 | 14.99 | 14.24 | 14.2 | 14.24 | Y | North | FC
FORBST_7_UNIT 1 | Sierra | FORBESTOWN HYDRO | 37.5 | 37.5 | 37.5 | 37.5 | 37.5 | 37.5 | 37.5 | 37.5 | 37.5 | 37.5 | 37.5 | 37.5 | Y | North | FC
FORKBU_6_UNIT | CAISO System | HYPOWER, INC. (FORKS OF BUTTE) | 5.63 | 6.92 | 11.13 | 12.35 | 9.22 | 12.13 | 5 | 0.6 | 0 | 0.34 | 1.04 | 4.36 | N | North | FC
FRIANT_6_UNITS | Fresno | FRIANT DAM | 2.45 | 5.92 | 6.31 | 6 | 6.96 | 16.74 | 20.89 | 16.35 | 10.65 | 6.45 | 2.03 | 1.45 | N | North | FC
FRITO_1_LAY | CAISO System | FRITO-LAY | 0.09 | 0.08 | 0.06 | 0.08 | 0.07 | 0.08 | 0.06 | 0.08 | 0.06 | 0.08 | 0.09 | 0.12 | N | North | FC
FROGTN_7_UTICA | Stockton | FROGTN_7_UTICA | [12 empty] | Y | North | EO | bar: 2015-01-01 to 2015-12-01
FTSWRD_6_TRFORK | Humboldt | Three Forks Water Power Project | [12 empty] | N | North | EO | bar: 2015-01-01 to 2015-12-01
FTSWRD_7_QFUNTS | Humboldt | FTSWRD_7_QFUNTS | 0.55 | 0.48 | 0.55 | 0.55 | 0.55 | 0.52 | 0.34 | 0.26 | 0.18 | 0.13 | 0.02 | 0 | N | North | FC
FULTON_1_QF | NCNB | SMALL QF AGGREGATION - ZENIA | 0.24 | 0.19 | 0.17 | 0.17 | 0.15 | 0.12 | 0.09 | 0.07 | 0.06 | 0.1 | 0.07 | 0.12 | N | North | FC
GALE_1_SEGS1 | CAISO System | SUNRAY ENERGY, INC. - SEGS 1 | 0 | 0.03 | 0.36 | 2.95 | 5.58 | 9.44 | 4.43 | 4.91 | 5.79 | 1.4 | 0.01 | 0 | N | South | FC
GARNET_1_SOLAR | LA Basin | North Palm Springs 4A | [12 empty] | N | South | EO | bar: 2015-01-01 to 2015-12-01
GARNET_1_UNITS | LA Basin | GARNET GREEN POWER PROJECT AGGREGATE | 0.55 | 1.1 | 2.39 | 3.61 | 4.23 | 4.41 | 3.23 | 3.23 | 2.77 | 2.08 | 1.49 | 0.42 | N | South | FC
GARNET_1_WIND | LA Basin | GARNET WIND ENERGY CENTER | 0.18 | 0.61 | 1.64 | 0.54 | 0.91 | 2.66 | 0.5 | 0.18 | 0.27 | 0.34 | 0.22 | 0.22 | N | South | FC
GARNET_1_WINDS | LA Basin | Garnet Winds Aggregation | 0.77 | 2.8 | 6.7 | 5.23 | 8.22 | 10.21 | 3.96 | 3.83 | 3.31 | 2.96 | 0.98 | 1.21 | N | South | FC
GARNET_1_WT3WND | LA Basin | Wagner Wind | [12 empty] | N | South | EO | bar: 2015-01-01 to 2015-12-01
GATES_2_SOLAR | CAISO System | Gates Solar Station | 0.15 | 1.32 | 3.02 | 12.08 | 12.82 | 16 | 16.88 | 16.03 | 15.09 | 10.61 | 0.49 | 0.26 | N | North | ID
GATES_2_WSOLAR | CAISO System | West Gates Solar Station | [12 empty] | N | North | EO | bar: 2015-01-01 to 2015-12-01
GATES_6_PL1X2 | Fresno | Gates Peaker | 0 | 0 | 0 | 0 | 0 | 0 | 0 | 0 | 0 | 0 | 0 | 0 | Y | North | FC
GATWAY_2_PL1X3 | Bay Area | GATEWAY GENERATING STATION | 562.5 | 562.5 | 562.5 | 562.5 | 562.5 | 562.5 | 562.5 | 562.5 | 562.5 | 562.5 | 562.5 | 562.5 | Y | North | FC
GENESI_2_STG | CAISO System | Genesis Station | 1.96 | 16.56 | 37.8 | 151.08 | 160.31 | 200.08 | 200.97 | 187.14 | 182.62 | 120.73 | 6.23 | 3.32 | N | South | FC
GEYS11_7_UNIT11 | NCNB | GEYSERS UNIT 11 (HEALDSBURG) | 65 | 68.83 | 68.04 | 67.09 | 66.32 | 68.25 | 66.77 | 65 | 65 | 68.18 | 68.54 | 70.91 | Y | North | FC
GEYS12_7_UNIT12 | NCNB | GEYSERS UNIT 12 (HEALDSBURG) | 50 | 48.9 | 49.35 | 49.77 | 50.92 | 52.67 | 48.19 | 50 | 50 | 49.12 | 49.24 | 55.2 | Y | North | FC
GEYS13_7_UNIT13 | NCNB | GEYSERS UNIT 13 (HEALDSBURG) | 56 | 56 | 56 | 56 | 56 | 56 | 56 | 56 | 56 | 56 | 56 | 56 | N | North | FC
GEYS14_7_UNIT14 | NCNB | GEYSERS UNIT 14 (HEALDSBURG) | 50 | 50 | 50 | 50 | 50 | 50 | 50 | 50 | 50 | 50 | 50 | 50 | N | North | FC
GEYS16_7_UNIT16 | NCNB | GEYSERS UNIT 16 (HEALDSBURG) | 49 | 49 | 49 | 49 | 49 | 49 | 49 | 49 | 49 | 49 | 49 | 49 | N | North | FC
GEYS17_2_BOTRCK | NCNB | GEYS17_2_BOTRCK | 14.7 | 14.7 | 14.7 | 14.7 | 14.7 | 14.7 | 14.7 | 14.7 | 14.7 | 14.7 | 14.7 | 14.7 | Y | North | FC
GEYS17_7_UNIT17 | NCNB | GEYSERS UNIT 17 (HEALDSBURG) | 53 | 53 | 53 | 53 | 53 | 53 | 53 | 53 | 53 | 53 | 53 | 53 | Y | North | FC
GEYS18_7_UNIT18 | NCNB | GEYSERS UNIT 18 (HEALDSBURG) | 45 | 45 | 45 | 45 | 45 | 45 | 45 | 45 | 45 | 45 | 45 | 45 | Y | North | FC
GEYS20_7_UNIT20 | NCNB | GEYSERS UNIT 20 (HEALDSBURG) | 40 | 40 | 40 | 40 | 40 | 40 | 40 | 40 | 40 | 40 | 40 | 40 | Y | North | FC
GIFFEN_6_SOLAR | CAISO System | Giffen Solar Station | 0.08 | 0.66 | 1.55 | 7.1 | 7.37 | 8.28 | 8.42 | 7.41 | 7.09 | 5.6 | 0.25 | 0.13 | N | North | ID
GILROY_1_UNIT | Bay Area | GILROY COGEN AGGREGATE | 120 | 120 | 120 | 120 | 115 | 110 | 105 | 105 | 110 | 120 | 120 | 120 | N | North | FC
GILRPP_1_PL1X2 | Bay Area | GILROY ENERGY CENTER UNITS 1&2 AGGREGATE | 94.5 | 94.5 | 94.5 | 93 | 92 | 91 | 91 | 91 | 92 | 93 | 94.5 | 94.5 | Y | North | FC
GILRPP_1_PL3X4 | Bay Area | GILROY ENERGY CENTER, UNIT #3 | 46.2 | 46.2 | 46.2 | 46.2 | 46.2 | 46 | 46 | 46 | 46 | 46.2 | 46.2 | 46.2 | Y | North | FC
GLDTWN_6_COLUM3 | CAISO System | Columbia 3 | 0.08 | 0.66 | 1.51 | 6.04 | 6.41 | 8 | 8.04 | 7.49 | 7.3 | 4.83 | 0.25 | 0.13 | N | South | ID
GLDTWN_6_SOLAR | CAISO System | Rio Grande | 0.04 | 0.33 | 0.76 | 3.02 | 3.21 | 4 | 4.02 | 3.74 | 3.65 | 2.41 | 0.12 | 0.07 | N | South | ID
GLNARM_7_UNIT 1 | LA Basin | GLEN ARM UNIT 1 | 22.07 | 22.07 | 22.07 | 22.07 | 22.07 | 22.07 | 22.07 | 22.07 | 22.07 | 22.07 | 22.07 | 22.07 | Y | South | FC
GLNARM_7_UNIT 2 | LA Basin | GLEN ARM UNIT 2 | 22.3 | 22.3 | 22.3 | 22.3 | 22.3 | 22.3 | 22.3 | 22.3 | 22.3 | 22.3 | 22.3 | 22.3 | Y | South | FC
GLNARM_7_UNIT 3 | LA Basin | GLEN ARM UNIT 3 | 44.83 | 44.83 | 44.83 | 44.83 | 44.83 | 44.83 | 44.83 | 44.83 | 44.83 | 44.83 | 44.83 | 44.83 | Y | South | FC
GLNARM_7_UNIT 4 | LA Basin | GLEN ARM UNIT 4 | 42.42 | 42.42 | 42.42 | 42.42 | 42.42 | 42.42 | 42.42 | 42.42 | 42.42 | 42.42 | 42.42 | 42.42 | Y | South | FC
GLOW_6_SOLAR | Big Creek-Ventura | Antelope Power Plant | [12 empty] | N | South | EO | bar: 2015-01-01 to 2015-12-01
GOLDHL_1_QF | Sierra | SMALL QF AGGREGATION - PLACERVILLE | 0 | 0 | 0 | 0 | 0 | 0 | 0 | 0 | 0 | 0 | 0 | 0 | N | North | FC
GOLETA_2_QF | Big Creek-Ventura | GOLETA QFS | 0.07 | 0.07 | 0.06 | 0.05 | 0.07 | 0.08 | 0.09 | 0.09 | 0.08 | 0.07 | 0.06 | 0.05 | N | South | FC
GOLETA_6_ELLWOD | Big Creek-Ventura | ELLWOOD ENERGY SUPPORT FACILITY | 54 | 54 | 54 | 54 | 54 | 54 | 54 | 54 | 54 | 54 | 54 | 54 | Y | South | FC
GOLETA_6_EXGEN | Big Creek-Ventura | EXXON COMPANY USA | 3.12 | 4.42 | 4.35 | 4.54 | 1.71 | 1.24 | 0.64 | 0.79 | 0.56 | 0.93 | 1.61 | 2.65 | N | South | FC
GOLETA_6_GAVOTA | Big Creek-Ventura | Point Arguello Pipeline Company | 0.88 | 0.83 | 0.77 | 1.01 | 0.9 | 0.85 | 0.78 | 0.75 | 0.31 | 0.73 | 0.38 | 0.57 | N | South | FC
GOLETA_6_TAJIGS | Big Creek-Ventura | GOLETA_6_TAJIGS | 2.84 | 2.86 | 2.85 | 2.82 | 2.82 | 2.79 | 2.84 | 2.82 | 2.82 | 2.71 | 2.79 | 2.85 | N | South | FC
GRIDLY_6_SOLAR | Sierra | GRIDLEY MAIN TWO | [12 empty] | N | North | EO | bar: 2015-01-01 to 2015-12-01
GRIZLY_1_UNIT 1 | CAISO System | GRIZZLY HYDRO | 17.7 | 17.7 | 17.7 | 17.7 | 17.7 | 17.7 | 17.7 | 17.7 | 17.7 | 17.7 | 17.7 | 17.7 | Y | North | FC
GRNLF1_1_UNITS | Sierra | GREENLEAF #1 COGEN AGGREGATE | 49.2 | 48.85 | 48.54 | 48.11 | 47.46 | 46.96 | 46.9 | 46.96 | 47.06 | 47.74 | 48.6 | 49.16 | Y | North | FC
GRNLF2_1_UNIT | Sierra | GREENLEAF II COGEN | 41.23 | 36 | 37.6 | 41.17 | 37.73 | 42.4 | 40.75 | 42.47 | 40.05 | 40.07 | 34.98 | 29.46 | N | North | FC
GRNVLY_7_SCLAND | CAISO System | SANTA CRUZ LANDFILL GENERATING PLANT | 3.04 | 3.04 | 3.04 | 3.04 | 3.04 | 3.04 | 3.04 | 3.04 | 3.04 | 3.04 | 3.04 | 3.04 | N | North | FC
GRSCRK_6_BGCKWW | Humboldt | BIG CREEK WATER WORKS - CEDAR FLAT | 1.04 | 0.4 | 0.8 | 0.9 | 0.27 | 0.17 | 0 | 0 | 0 | 0 | 0 | 0 | N | North | FC
GRZZLY_1_BERKLY | Bay Area | PE - BERKELEY, INC. | 24.08 | 19.06 | 22.42 | 21.91 | 24.9 | 24.8 | 23.67 | 24.66 | 23.73 | 22.7 | 20.1 | 23.06 | N | North | FC
GUERNS_6_SOLAR | Fresno | Guernsey Solar Station | 0.16 | 1.32 | 3.02 | 12.09 | 12.83 | 16.01 | 16.08 | 14.97 | 14.61 | 9.66 | 0.5 | 0.27 | N | North | ID
GWFPWR_1_UNITS | Fresno | HANFORD PEAKER PLANT | 84.4 | 84.4 | 84.4 | 84.4 | 84.4 | 84.4 | 84.4 | 84.4 | 84.4 | 84.4 | 84.4 | 84.4 | Y | North | FC
GYS5X6_7_UNITS | NCNB | GEYSERS UNITS 5 & 6 AGGREGATE | 80 | 80 | 80 | 80 | 80 | 80 | 80 | 80 | 80 | 80 | 80 | 80 | Y | North | FC
GYS7X8_7_UNITS | NCNB | GEYSERS UNITS 7 & 8 AGGREGATE | 76 | 76 | 76 | 76 | 76 | 76 | 76 | 76 | 76 | 76 | 76 | 76 | Y | North | FC
GYSRVL_7_WSPRNG | NCNB | Sonoma CWA Warm Springs Hydro | 1.33 | 2.35 | 2.33 | 1.68 | 0.88 | 1.68 | 1.76 | 1.68 | 0.94 | 1.42 | 1.44 | 1.43 | N | North | FC
HAASPH_7_PL1X2 | Fresno | HAAS PH UNIT 1 & 2 AGGREGATE | 136.31 | 136.05 | 136.39 | 136.44 | 136.88 | 139.81 | 138.59 | 136.3 | 138.81 | 142.9 | 140.74 | 136.54 | Y | North | FC
HALSEY_6_UNIT | Sierra | HALSEY HYDRO | 5.69 | 5.86 | 4.38 | 5.14 | 7.5 | 7.23 | 7.52 | 6.44 | 6.33 | 4.97 | 2.29 | 1.92 | Y | North | FC
HARBGN_7_UNITS | LA Basin | HARBOR COGEN COMBINED CYCLE | 100 | 100 | 100 | 100 | 100 | 100 | 100 | 100 | 100 | 100 | 100 | 100 | Y | South | FC
HATCR1_7_UNIT | CAISO System | Hat Creek #1 | 3.72 | 3.6 | 3.7 | 2.92 | 2.99 | 3.22 | 3.08 | 2.75 | 2.59 | 2.7 | 3.19 | 3.4 | Y | North | FC
HATCR2_7_UNIT | CAISO System | Hat Creek #2 | 5.04 | 4.93 | 5.05 | 4.21 | 4.36 | 4.44 | 4.28 | 3.95 | 3.82 | 4.25 | 4.84 | 5.09 | Y | North | FC
HATLOS_6_LSCRK | CAISO System | Lost Creek 1 & 2 Hydro Conversion | 0.84 | 0.83 | 0.88 | 0.88 | 0.83 | 0.78 | 0.75 | 0.69 | 0.69 | 0.82 | 0.8 | 0.84 | Y | North | FC
HATLOS_6_QFUNTS | CAISO System | HAT CREEK HYDRO QF UNITS | 1.16 | 1.16 | 1.19 | 1.19 | 1.19 | 1.15 | 1.13 | 0.99 | 1.14 | 1.2 | 1.2 | 1.19 | N | North | FC
HATRDG_2_WIND | CAISO System | Hatchet Ridge Wind Farm | 3.08 | 6.12 | 13.27 | 20.04 | 23.52 | 24.53 | 17.96 | 17.98 | 15.42 | 11.58 | 2.51 | 2.33 | N | North | FC
HAYPRS_6_QFUNTS | Sierra | HAYPRESS HYDRO QF UNITS | 0.79 | 0.62 | 1.53 | 5.54 | 7.9 | 4.25 | 2.82 | 0.3 | 0 | 0 | 0.14 | 0.83 | N | North | FC
HELMPG_7_UNIT 1 | Fresno | HELMS PUMP-GEN UNIT 1 | 404 | 404 | 404 | 404 | 404 | 404 | 404 | 404 | 404 | 404 | 404 | 404 | Y | North | FC
HELMPG_7_UNIT 2 | Fresno | HELMS PUMP-GEN UNIT 2 | 404 | 404 | 404 | 404 | 404 | 404 | 404 | 404 | 404 | 404 | 404 | 404 | Y | North | FC
HELMPG_7_UNIT 3 | Fresno | HELMS PUMP-GEN UNIT 3 | 404 | 404 | 404 | 404 | 404 | 404 | 404 | 404 | 404 | 404 | 404 | 404 | Y | North | FC
HENRTA_6_UNITA1 | Fresno | GWF HENRIETTA PEAKER PLANT UNIT 1 | 45.33 | 45.33 | 45.33 | 45.33 | 45.33 | 45.33 | 45.33 | 45.33 | 45.33 | 45.33 | 45.33 | 45.33 | Y | North | FC
HENRTA_6_UNITA2 | Fresno | GWF HENRIETTA PEAKER PLANT UNIT 2 | 45.23 | 45.23 | 45.23 | 45.23 | 45.23 | 45.23 | 45.23 | 45.23 | 45.23 | 45.23 | 45.23 | 45.23 | Y | North | FC
HIDSRT_2_UNITS | CAISO System | HIGH DESERT POWER PROJECT AGGREGATE | 746 | 746 | 746 | 746 | 746 | 746 | 746 | 746 | 746 | 746 | 746 | 746 | Y | South | FC
HIGGNS_1_COMBIE | Sierra | Combie South | [12 empty] | N | North | EO | bar: 2015-01-01 to 2015-12-01
HIGGNS_7_QFUNTS | Sierra | HIGGNS_7_QFUNTS | 0.21 | 0.19 | 0.2 | 0.29 | 0.27 | 0.27 | 0.26 | 0.25 | 0.22 | 0.1 | 0.06 | 0.1 | N | North | FC
HILAND_7_YOLOWD | NCNB | CLEAR LAKE UNIT 1 | [12 empty] | N | North | EO | bar: 2015-01-01 to 2015-12-01
HINSON_6_CARBGN | LA Basin | BP WILMINGTON CALCINER | 28.96 | 29 | 28.67 | 19.47 | 22.81 | 29 | 29 | 29 | 28.34 | 28.55 | 27.06 | 27.41 | N | South | FC
HINSON_6_LBECH1 | LA Basin | HINSON_6_LBECH1 | 65 | 65 | 65 | 65 | 65 | 65 | 65 | 65 | 65 | 65 | 65 | 65 | N | South | FC
HINSON_6_LBECH2 | LA Basin | HINSON_6_LBECH2 | 65 | 65 | 65 | 65 | 65 | 65 | 65 | 65 | 65 | 65 | 65 | 65 | N | South | FC
HINSON_6_LBECH3 | LA Basin | HINSON_6_LBECH3 | 65 | 65 | 65 | 65 | 65 | 65 | 65 | 65 | 65 | 65 | 65 | 65 | N | South | FC
HINSON_6_LBECH4 | LA Basin | HINSON_6_LBECH4 | 65 | 65 | 65 | 65 | 65 | 65 | 65 | 65 | 65 | 65 | 65 | 65 | N | South | FC
HINSON_6_SERRGN | LA Basin | CITY OF LONG BEACH | 25.91 | 25.38 | 27.11 | 26.54 | 27.92 | 29.54 | 27.19 | 27.07 | 26.62 | 24.31 | 25.43 | 27 | N | South | FC
HIWAY_7_ACANYN | NCNB | GAS RECOVERY(AMERICA CANYON) | 0.54 | 0.56 | 0.54 | 0.45 | 0.53 | 0.37 | 0.28 | 0.33 | 0.36 | 0.4 | 0.32 | 0.19 | N | North | FC
HMLTBR_6_UNITS | CAISO System | HAMILTON BRANCH PH (AGGREGATE) | 0.73 | 0.95 | 1.01 | 2.1 | 1.06 | 1.08 | 4.9 | 4.9 | 0.54 | 0.67 | 0.73 | 0.7 | Y | North | FC
HNTGBH_7_UNIT 1 | LA Basin | HUNTINGTON BEACH GEN STA. UNIT 1 | 225.75 | 225.75 | 225.75 | 225.75 | 225.75 | 225.75 | 225.75 | 225.75 | 225.75 | 225.75 | 225.75 | 225.75 | Y | South | FC
HNTGBH_7_UNIT 2 | LA Basin | HUNTINGTON BEACH GEN STA. UNIT 2 | 225.8 | 225.8 | 225.8 | 225.8 | 225.8 | 225.8 | 225.8 | 225.8 | 225.8 | 225.8 | 225.8 | 225.8 | Y | South | FC
HOLGAT_1_BORAX | CAISO System | U.S. Borax, Unit 1 | 23.65 | 23.63 | 22.71 | 10.9 | 20.97 | 19.57 | 17.6 | 19.17 | 18.93 | 20.43 | 20.87 | 21.96 | N | South | FC
HUMBPP_1_UNITS3 | Humboldt | Humboldt Bay Generating Station 3 | 16.25 | 16.25 | 16.25 | 16.25 | 16.25 | 16.25 | 16.25 | 16.25 | 16.25 | 16.25 | 16.25 | 16.25 | Y | North | FC
HUMBPP_6_UNITS1 | Humboldt | Humboldt Bay Generating Station 1 | 48.81 | 48.81 | 48.81 | 48.81 | 48.81 | 48.81 | 48.81 | 48.81 | 48.81 | 48.81 | 48.81 | 48.81 | Y | North | FC
HUMBPP_6_UNITS2 | Humboldt | Humboldt Bay Generating Station 2 | 48.81 | 48.81 | 48.81 | 48.81 | 48.81 | 48.81 | 48.81 | 48.81 | 48.81 | 48.81 | 48.81 | 48.81 | Y | North | FC
HUMBSB_1_QF | Humboldt | SMALL QF AGGREGATION - TRINITY | 0 | 0 | 0 | 0 | 0 | 0 | 0 | 0 | 0 | 0 | 0 | 0 | N | North | FC
HURON_6_SOLAR | Fresno | Huron Solar Station | 0.15 | 1.33 | 3.09 | 13.79 | 14.82 | 16.56 | 16.38 | 15.49 | 14.57 | 9.94 | 0.49 | 0.26 | N | North | ID
HYTTHM_2_UNITS | CAISO System | HYATT-THERMALITO PUMP-GEN (AGGREGATE) | 103.2 | 41.36 | 67.89 | 201.23 | 422 | 529.56 | 466.32 | 402.4 | 339.93 | 231.84 | 272.14 | 188.85 | Y | South | FC
IGNACO_1_QF | NCNB | SMALL QF AGGREGATION - VALLEJO/DINSMORE | 0 | 0 | 0.02 | 0.02 | 0.02 | 0 | 0 | 0 | 0.01 | 0.02 | 0 | 0.02 | N | North | FC
INDIGO_1_UNIT 1 | LA Basin | INDIGO PEAKER UNIT 1 | 42 | 42 | 42 | 42 | 42 | 42 | 42 | 42 | 42 | 42 | 42 | 42 | Y | South | FC
INDIGO_1_UNIT 2 | LA Basin | INDIGO PEAKER UNIT 2 | 42 | 42 | 42 | 42 | 42 | 42 | 42 | 42 | 42 | 42 | 42 | 42 | Y | South | FC
INDIGO_1_UNIT 3 | LA Basin | INDIGO PEAKER UNIT 3 | 42 | 42 | 42 | 42 | 42 | 42 | 42 | 42 | 42 | 42 | 42 | 42 | Y | South | FC
INLDEM_5_UNIT 1 | LA Basin | Inland Empire Energy Center, Unit 1 | 365 | 365 | 365 | 360 | 350 | 340 | 335 | 335 | 340 | 350 | 360 | 365 | Y | South | FC
INLDEM_5_UNIT 2 | LA Basin | Inland Empire Energy Center, Unit 2 | 365 | 365 | 365 | 360 | 350 | 340 | 335 | 335 | 340 | 350 | 360 | 365 | Y | South | FC
INSKIP_2_UNIT | CAISO System | INSKIP HYDRO | 4.99 | 4.85 | 5.79 | 6.19 | 6.12 | 5.31 | 3.87 | 3.22 | 3.02 | 3.34 | 3.49 | 3.89 | Y | North | FC
INTKEP_2_UNITS | CAISO System | CCSF Hetch_Hetchy Hydro Aggregate | 307 | 307 | 307 | 307 | 307 | 307 | 307 | 307 | 239 | 300 | 307 | 307 | Y | North | FC
INTTRB_6_UNIT | Fresno | Intl Wind Turb Research (Dinosaur Point) | 0.14 | 0.71 | 1.2 | 0.72 | 2.27 | 2.31 | 4.16 | 3.06 | 0.6 | 0.36 | 0.15 | 0.14 | N | North | FC
IVANPA_1_UNIT1 | CAISO System | Ivanpah 1 | 0.97 | 8.16 | 18.63 | 74.45 | 79 | 98.6 | 99.04 | 92.22 | 90 | 59.5 | 3.07 | 1.64 | N | South | FC
IVANPA_1_UNIT2 | CAISO System | Ivanpah 2 | 1.04 | 8.81 | 20.11 | 80.38 | 85.29 | 106.44 | 106.92 | 99.56 | 97.16 | 64.23 | 3.31 | 1.77 | N | South | FC
IVANPA_1_UNIT3 | CAISO System | Ivanpah 3 | 1.04 | 8.81 | 20.11 | 80.38 | 85.29 | 106.44 | 106.92 | 99.56 | 97.16 | 64.23 | 3.31 | 1.77 | N | South | FC
IVSLRP_2_SOLAR1 | San Diego-IV | Silver Ridge Mount Signal | 1.57 | 13.25 | 30.24 | 120.87 | 128.25 | 160.07 | 160.78 | 149.71 | 146.1 | 96.59 | 4.98 | 2.66 | N | South | FC
JAWBNE_2_NSRWND | CAISO System | North Sky River Wind Project | 6.82 | 13.17 | 42.65 | 54.01 | 61.08 | 52.52 | 33.91 | 31.86 | 22.77 | 16.21 | 6.74 | 6.97 | N | South | FC
JESSUP_1_HUDSON | CAISO System | Kiara Anderson | 4.16 | 4.06 | 4.47 | 4.1 | 4.39 | 4.78 | 4.93 | 4.91 | 5 | 4.45 | 4.13 | 5.2 | N | North | ID
JOHANN_6_QFA1 | LA Basin | JOHANNA QF | 0 | 0 | 0 | 0 | 0 | 0 | 0.01 | 0.01 | 0 | 0 | 0 | 0 | N | South | FC
JVENTR_2_QFUNTS | CAISO System | TRES VAQUEROS WIND QF UNITS | 0.04 | 0.2 | 0.18 | 0.2 | 0.32 | 0.48 | 0.56 | 0.34 | 0.16 | 0.07 | 0.07 | 0.02 | N | North | FC
KANAKA_1_UNIT | Sierra | KANAKA | 0.32 | 0.09 | 0.57 | 0.58 | 0.28 | 0.15 | 0.02 | 0 | 0 | 0.01 | 0.04 | 0.24 | N | North | FC
KANSAS_6_SOLAR | Fresno | RE Kansas South | [12 empty] | N | North | EO | bar: 2015-01-01 to 2015-12-01
KEARNY_7_KY1 | San Diego-IV | KEARNY GAS TURBINE UNIT 1 | 16 | 16 | 16 | 16 | 16 | 16 | 16 | 16 | 16 | 16 | 16 | 16 | Y | South | FC
KEARNY_7_KY2 | San Diego-IV | KEARNY GT2 AGGREGATE | 59 | 59 | 59 | 59 | 59 | 59 | 59 | 59 | 59 | 59 | 59 | 59 | Y | South | FC
KEARNY_7_KY3 | San Diego-IV | KEARNY GT3 AGGREGATE | 61 | 61 | 61 | 61 | 61 | 61 | 61 | 61 | 61 | 61 | 61 | 61 | Y | South | FC
KEKAWK_6_UNIT | Humboldt | STS HYDROPOWER LTD. (KEKAWAKA) | 1.24 | 0.78 | 2.7 | 2.29 | 0.29 | 0.06 | 0 | 0 | 0 | 0 | 0.17 | 1.14 | N | North | FC
KELSO_2_UNITS | Bay Area | Mariposa Energy | 195.54 | 194.04 | 194.06 | 193.55 | 187.74 | 188.11 | 188.29 | 188.29 | 187.92 | 192.9 | 194.29 | 195.54 | Y | North | FC
KELYRG_6_UNIT | Sierra | KELLY RIDGE HYDRO | 10 | 10 | 10 | 10 | 10 | 10 | 10 | 10 | 10 | 10 | 10 | 10 | Y | North | FC
KERKH1_7_UNIT 1 | Fresno | KERKHOFF PH 1 UNIT #1 | 13 | 13 | 13 | 13 | 13 | 13 | 13 | 13 | 13 | 13 | 13 | 13 | Y | North | FC
KERKH1_7_UNIT 3 | Fresno | KERKHOFF PH 1 UNIT #3 | 12.8 | 12.8 | 12.8 | 12.8 | 12.8 | 12.8 | 12.8 | 12.8 | 12.8 | 12.8 | 12.8 | 12.8 | Y | North | FC
KERKH2_7_UNIT 1 | Fresno | KERKHOFF PH 2 UNIT #1 | 153.9 | 153.9 | 153.9 | 153.9 | 153.9 | 153.9 | 153.9 | 153.9 | 153.9 | 153.9 | 153.9 | 153.9 | Y | North | FC
KERNFT_1_UNITS | Kern | KERN FRONT LIMITED | 47 | 47 | 47 | 47 | 47 | 47 | 47 | 47 | 47 | 47 | 47 | 47 | Y | North | FC
KERNRG_1_UNITS | CAISO System | AERA ENERGY (SOUTH BELRIDGE) | 0.5 | 0.33 | 0 | 0.57 | 1.83 | 1.41 | 0.84 | 1 | 1.54 | 1.58 | 1.39 | 1.17 | N | North | FC
KERRGN_1_UNIT 1 | Big Creek-Ventura | KERN RIVER HYDRO UNITS 1-4 AGGREGATE | 12.45 | 13.49 | 15.38 | 18.85 | 20.62 | 21.18 | 22.74 | 17.69 | 11.97 | 9.72 | 12.19 | 11.5 | N | South | FC
KILARC_2_UNIT 1 | CAISO System | KILARC HYDRO | 1.91 | 1.88 | 2.25 | 2.53 | 2.46 | 2.1 | 1.71 | 1.45 | 1.2 | 1.22 | 1.4 | 1.41 | Y | North | FC
KINGCO_1_KINGBR | Fresno | Kingsburg Cogen | 8.95 | 7.57 | 5.99 | 8.66 | 8.23 | 19.44 | 23.08 | 23.71 | 19.01 | 7.6 | 8.32 | 14.08 | N | North | FC
KINGRV_7_UNIT 1 | Fresno | KINGS RIVER HYDRO UNIT 1 | 51.2 | 51.2 | 51.2 | 51.2 | 51.2 | 51.2 | 51.2 | 51.2 | 51.2 | 51.2 | 51.2 | 51.2 | Y | North | FC
KIRKER_7_KELCYN | Bay Area | KELLER CANYON LANDFILL GEN FACILICITY | 3.21 | 3.21 | 3.21 | 3.21 | 3.21 | 3.21 | 3.21 | 3.21 | 3.21 | 3.21 | 3.21 | 3.21 | N | North | FC
KNGBRG_1_KBSLR1 | Fresno | Kingsburg1 | [12 empty] | N | North | EO | bar: 2015-01-01 to 2015-12-01
KNGBRG_1_KBSLR2 | Fresno | Kingsburg2 | [12 empty] | N | North | EO | bar: 2015-01-01 to 2015-12-01
KNGCTY_6_UNITA1 | CAISO System | King City Energy Center, Unit #1 | 44.6 | 44.6 | 44.6 | 44.6 | 44.6 | 44.6 | 44.6 | 44.6 | 44.6 | 44.6 | 44.6 | 44.6 | Y | North | FC
KRAMER_1_SEGS37 | CAISO System | LUZ SOLAR PARTNERS 3-7 AGGREGATE | 1.94 | 16.62 | 38.47 | 136.35 | 112.81 | 160.2 | 168.86 | 165.61 | 159.79 | 88.16 | 9.73 | 10.28 | N | South | FC
KRAMER_2_SEGS89 | CAISO System | LUZ SOLAR PARTNERS 8-9 AGGREGATE | 1.55 | 16.05 | 34.19 | 131.31 | 141.18 | 168.25 | 168.12 | 168.92 | 160.16 | 109.08 | 6.41 | 0.57 | N | South | FC
KRNCNY_6_UNIT | CAISO System | KERN CANYON | 2.12 | 2.42 | 2.26 | 1.68 | 4.71 | 6.49 | 5.74 | 3.52 | 1.53 | 1.01 | 1.03 | 1.07 | Y | North | FC
LACIEN_2_VENICE | LA Basin | MWD Venice Hydroelectric Recovery Plant | 0.03 | 0 | 0 | 0 | 0 | 1.68 | 2.64 | 3.15 | 1.7 | 0.13 | 0 | 0 | N | South | FC
LAGBEL_6_QF | LA Basin | LAGUNA BELL QFS | 9.61 | 9.61 | 9.46 | 2.75 | 8.46 | 9.56 | 9.8 | 9.9 | 9.47 | 9.18 | 9.28 | 9.5 | N | South | FC
LAKHDG_6_UNIT 1 | San Diego-IV | Lake Hodges Pumped Storage-Unit1 | 20 | 20 | 20 | 20 | 20 | 20 | 20 | 20 | 20 | 20 | 20 | 20 | Y | South | FC
LAKHDG_6_UNIT 2 | San Diego-IV | Lake Hodges Pumped Storage-Unit2 | 20 | 20 | 20 | 20 | 20 | 20 | 20 | 20 | 20 | 20 | 20 | 20 | Y | South | FC
LAPAC_6_UNIT | Humboldt | LOUISIANA PACIFIC SAMOA | 20 | 20 | 20 | 20 | 20 | 20 | 20 | 20 | 20 | 20 | 20 | 20 | N | North | FC
LAPLMA_2_UNIT 1 | CAISO System | La Paloma Generating Plant Unit #1 | 259.8 | 259.8 | 259.8 | 259.8 | 259.8 | 259.8 | 259.8 | 259.8 | 259.8 | 259.8 | 259.8 | 259.8 | Y | North | FC
LAPLMA_2_UNIT 2 | CAISO System | La Paloma Generating Plant Unit #2 | 260.2 | 260.2 | 260.2 | 260.2 | 260.2 | 260.2 | 260.2 | 260.2 | 260.2 | 260.2 | 260.2 | 260.2 | Y | North | FC
LAPLMA_2_UNIT 3 | CAISO System | La Paloma Generating Plant Unit #3 | 256.15 | 256.15 | 256.15 | 256.15 | 256.15 | 256.15 | 256.15 | 256.15 | 256.15 | 256.15 | 256.15 | 256.15 | Y | North | FC
LAPLMA_2_UNIT 4 | CAISO System | LA PALOMA GENERATING PLANT, UNIT #4 | 259.54 | 259.54 | 259.54 | 259.54 | 259.54 | 259.54 | 259.54 | 259.54 | 259.54 | 259.54 | 259.54 | 259.54 | Y | North | FC
LARKSP_6_UNIT 1 | San Diego-IV | LARKSPUR PEAKER UNIT 1 | 46 | 46 | 46 | 46 | 46 | 46 | 46 | 46 | 46 | 46 | 46 | 46 | Y | South | FC
LARKSP_6_UNIT 2 | San Diego-IV | LARKSPUR PEAKER UNIT 2 | 46 | 46 | 46 | 46 | 46 | 46 | 46 | 46 | 46 | 46 | 46 | 46 | Y | South | FC
LAROA1_2_UNITA1 | San Diego-IV | LR1 | 165 | 165 | 165 | 165 | 165 | 165 | 165 | 165 | 165 | 165 | 165 | 165 | Y | South | FC
LAROA2_2_UNITA1 | San Diego-IV | LR2 | 322 | 322 | 322 | 322 | 322 | 322 | 322 | 322 | 322 | 322 | 322 | 322 | Y | South | FC
LASSEN_6_AGV1 | CAISO System | AGV 1 | 1.51 | 1.51 | 1.47 | 1.44 | 1.46 | 1.42 | 1.43 | 1.43 | 1.43 | 1.41 | 1.47 | 1.48 | N | North | FC
LASSEN_6_UNITS | CAISO System | LASSEN AREA QF AGGREGATION | 23.09 | 24.02 | 25.87 | 19.23 | 25.01 | 24.7 | 24.43 | 24.19 | 25.51 | 23.6 | 29.99 | 25.97 | N | North | FC
LAWRNC_7_SUNYVL | Bay Area | City of Sunnyvale Unit 1 and 2 | 0.13 | 0.14 | 0.13 | 0.11 | 0.11 | 0.1 | 0.11 | 0.09 | 0.08 | 0.13 | 0.13 | 0.11 | N | North | FC
LEBECS_2_UNITS | Big Creek-Ventura | Pastoria Energy Facility | 750.66 | 750.66 | 740 | 725 | 715 | 715 | 715 | 715 | 715 | 720 | 735 | 750.66 | Y | South | FC
LECEF_1_UNITS | Bay Area | LOS ESTEROS ENERGY FACILITY AGGREGATE | 293.88 | 293.88 | 293.88 | 293.88 | 293.88 | 293.88 | 293.88 | 293.88 | 293.88 | 293.88 | 293.88 | 293.88 | Y | North | FC
LFC 51_2_UNIT 1 | Bay Area | PATTERSON PASS WIND FARM LLC | 0 | 0.48 | 1.18 | 0.85 | 1.6 | 0.78 | 1.53 | 2.56 | 0.97 | 0.36 | 0 | 0 | N | North | FC
LGHTHP_6_ICEGEN | LA Basin | CARSON COGENERATION | 48 | 48 | 41.14 | 48 | 48 | 48 | 48 | 48 | 48 | 36.46 | 37.54 | 37.26 | Y | South | FC
LGHTHP_6_QF | LA Basin | LIGHTHIPE QFS | 0.78 | 0.84 | 0.82 | 0.62 | 0.58 | 0.73 | 0.65 | 0.61 | 0.57 | 0.52 | 0.26 | 0.54 | N | South | FC
LITLRK_6_SEPV01 | Big Creek-Ventura | Gestamp Solar 1 | [12 empty] | N | South | EO | bar: 2015-01-01 to 2015-12-01
LIVOAK_1_UNIT 1 | Kern | LIVE OAK LIMITED | 46.35 | 45.97 | 43.08 | 45.15 | 41.77 | 42.19 | 41.52 | 41.14 | 40.9 | 29.44 | 44.21 | 41.96 | N | North | FC
LMBEPK_2_UNITA1 | Bay Area | Lambie Energy Center, Unit #1 | 48 | 48 | 48 | 48 | 47 | 47 | 47 | 47 | 47 | 48 | 48 | 48 | Y | North | FC
LMBEPK_2_UNITA2 | Bay Area | Creed Energy Center, Unit #1 | 48 | 48 | 48 | 48 | 47 | 47 | 46 | 46 | 46 | 48 | 48 | 48 | Y | North | FC
LMBEPK_2_UNITA3 | Bay Area | Goose Haven Energy Center, Unit #1 | 48 | 48 | 48 | 48 | 47 | 47 | 47 | 47 | 47 | 48 | 48 | 48 | Y | North | FC
LMEC_1_PL1X3 | Bay Area | Los Medanos Energy Center AGGREGATE | 561.29 | 561.29 | 561.29 | 561.29 | 556 | 556 | 556 | 556 | 556 | 561.29 | 561.29 | 561.29 | Y | North | FC
LODI25_2_UNIT 1 | Stockton | LODI GAS TURBINE | 22.7 | 22.7 | 22.7 | 22.7 | 22.7 | 22.7 | 22.7 | 22.7 | 22.7 | 22.7 | 22.7 | 22.7 | Y | North | FC
LODIEC_2_PL1X2 | Sierra | Lodi Energy Center | 280 | 280 | 280 | 280 | 280 | 280 | 280 | 280 | 280 | 280 | 280 | 280 | Y | North | FC
LOWGAP_7_QFUNTS | CAISO System | LOWGAP_7_QFUNTS | 1.26 | 1.05 | 1.39 | 1.8 | 0.84 | 0.48 | 0.25 | 0.24 | 0.26 | 0.28 | 0.36 | 0.69 | N | North | FC
MALAGA_1_PL1X2 | Fresno | KRCD Malaga Peaking Plant | 96 | 96 | 96 | 96 | 96 | 96 | 96 | 96 | 96 | 96 | 96 | 96 | Y | North | FC
MALCHQ_7_UNIT 1 | CAISO System | MALACHA HYDRO L.P. | 12.3 | 14.29 | 19.74 | 18.81 | 21.3 | 11.72 | 6.09 | 3.26 | 0 | 1.34 | 2.42 | 6.05 | N | North | FC
MANZNA_2_WIND | CAISO System | Manzana Wind | 8.34 | 17.52 | 46.54 | 71.12 | 72.83 | 51.6 | 32.89 | 27.09 | 21.61 | 18.4 | 9.32 | 8.61 | N | South | FC
MARTIN_1_SUNSET | Bay Area | Sunset Reservoir - North Basin | 0.01 | 0.05 | 0.17 | 2.36 | 2.48 | 1.96 | 1.8 | 1.71 | 1.78 | 1.24 | 0.01 | 0 | N | North | FC
MCCALL_1_QF | Fresno | SMALL QF AGGREGATION - FRESNO | 0.42 | 0.55 | 0.51 | 0.52 | 0.38 | 0.56 | 0.63 | 0.62 | 0.65 | 0.59 | 0.41 | 0.35 | N | North | FC
MCSWAN_6_UNITS | Fresno | MC SWAIN HYDRO | 2.51 | 4.09 | 4.22 | 4.24 | 6.59 | 6.17 | 6.9 | 5.82 | 4.32 | 3.35 | 0 | 0 | Y | North | FC
MDFKRL_2_PROJCT | Sierra | MIDDLE FORK AND RALSTON PSP | 204.57 | 204.66 | 206.91 | 209.44 | 212.55 | 212.94 | 210.97 | 208.68 | 206.55 | 205.97 | 203.1 | 201.8 | Y | North | FC
MENBIO_6_RENEW1 | Fresno | CalRENEW - 1(A) | 0.02 | 0.08 | 0.25 | 3.64 | 3.51 | 3.58 | 4.11 | 4.02 | 3.7 | 2.54 | 0.01 | 0.01 | N | North | FC
MENBIO_6_UNIT | Fresno | MENDOTA BIOMASS POWER | 21.19 | 21.68 | 22.41 | 21.21 | 19.77 | 21.92 | 22.42 | 21.44 | 21.63 | 21.33 | 21.99 | 22.28 | N | North | FC
MERCFL_6_UNIT | Fresno | MERCED FALLS | 0.69 | 2.92 | 1.19 | 1.36 | 2.66 | 2.55 | 2.04 | 2.15 | 1.84 | 1.3 | 0 | 0 | Y | North | FC
MESAP_1_QF | CAISO System | SMALL QF AGGREGATION - SAN LUIS OBISPO | 0 | 0 | 0 | 0 | 0 | 0 | 0 | 0 | 0 | 0 | 0 | 0 | N | North | FC
MESAS_2_QF | LA Basin | MESA QFS | 0.92 | 0.59 | 0.51 | 0.49 | 0.36 | 0.37 | 0.3 | 0.3 | 0.25 | 0.29 | 0.2 | 0.53 | N | South | FC
METCLF_1_QF | Bay Area | SMALL QF AGGREGATION - SANTA CLARA WD | 0.16 | 0.15 | 0.12 | 0.08 | 0 | 0.1 | 0.12 | 0.13 | 0.15 | 0.19 | 0.23 | 0.23 | N | North | FC
METEC_2_PL1X3 | Bay Area | Metcalf Energy Center | 593.16 | 593.16 | 593.16 | 593.16 | 585 | 575 | 570 | 570 | 580 | 593.16 | 593.16 | 593.16 | Y | North | FC
MIDSET_1_UNIT 1 | CAISO System | MIDSET COGEN. CO. | 36.26 | 36.51 | 34.14 | 35.22 | 31.49 | 34.05 | 33.69 | 33.72 | 33.59 | 33.11 | 36.51 | 35.14 | N | North | FC
MIDWD_6_WNDLND | CAISO System | Windland Refresh 1 | 0.33 | 0.61 | 1.59 | 1.78 | 2.31 | 2.03 | 1.27 | 1.14 | 0.69 | 0.54 | 0.33 | 0.34 | N | South | FC
MILBRA_1_QF | Bay Area | SMALL QF AGGREGATION - DAILY CITY | 0 | 0 | 0 | 0 | 0 | 0 | 0 | 0 | 0 | 0 | 0 | 0 | N | North | FC
MIRLOM_2_CORONA | LA Basin | MWD Corona Hydroelectric Recovery Plant | 0.29 | 1.01 | 1.67 | 2.51 | 2.24 | 2.1 | 2 | 1.92 | 2.34 | 2.01 | 2.1 | 2.53 | N | South | FC
MIRLOM_2_ONTARO | LA Basin | Ontario RT Solar | [12 empty] | N | South | EO | bar: 2015-01-01 to 2015-12-01
MIRLOM_2_TEMESC | LA Basin | MWD Temescal Hydroelectric Recovery Plan | 0.29 | 1 | 1.7 | 2.6 | 2.28 | 2.15 | 2.02 | 1.92 | 2.36 | 2.05 | 2.37 | 2.72 | N | South | FC
MIRLOM_6_DELGEN | LA Basin | CORONA ENERGY PARTNERS LTD. | 31.13 | 28.84 | 29.28 | 29.37 | 27.34 | 28.3 | 26.66 | 29.49 | 24.48 | 30.43 | 29.21 | 29.8 | N | South | FC
MIRLOM_6_PEAKER | LA Basin | Mira Loma Peaker | 46 | 46 | 46 | 46 | 46 | 46 | 46 | 46 | 46 | 46 | 46 | 46 | N | South | FC
MIRLOM_7_MWDLKM | LA Basin | Lake Mathews Hydroelectric Recovery Plan | 0.7 | 1.28 | 2.2 | 3.8 | 3.7 | 3.9 | 4.46 | 4.17 | 4.1 | 4.1 | 4.1 | 4.1 | Y | South | FC
MISSIX_1_QF | Bay Area | SMALL QF AGGREGATION - SAB FRABCUSCI | 0.6 | 0.66 | 0.56 | 0.12 | 0.19 | 0.14 | 0.15 | 0.16 | 0.11 | 0.06 | 0.37 | 0.3 | N | North | FC
MKTRCK_1_UNIT 1 | CAISO System | MCKITTRICK LIMITED | 35.47 | 35.41 | 36.57 | 31.51 | 34.74 | 35.26 | 35.43 | 35.96 | 34.3 | 36.6 | 31.47 | 25.44 | N | North | FC
MLPTAS_7_QFUNTS | Bay Area | MLPTAS_7_QFUNTS | 0.03 | 0.02 | 0.02 | 0.02 | 0.01 | 0.01 | 0.01 | 0.01 | 0.01 | 0.01 | 0.02 | 0.03 | N | North | FC
MNDALY_6_MCGRTH | Big Creek-Ventura | McGrath Beach Peaker | 47.2 | 47.2 | 47.2 | 47.2 | 47.2 | 47.2 | 47.2 | 47.2 | 47.2 | 47.2 | 47.2 | 47.2 | N | South | FC
MNDALY_7_UNIT 1 | Big Creek-Ventura | MANDALAY GEN STA. UNIT 1 | 215 | 215 | 215 | 215 | 215 | 215 | 215 | 215 | 215 | 215 | 215 | 215 | Y | South | FC
MNDALY_7_UNIT 2 | Big Creek-Ventura | MANDALAY GEN STA. UNIT 2 | 215.29 | 215.29 | 215.29 | 215.29 | 215.29 | 215.29 | 215.29 | 215.29 | 215.29 | 215.29 | 215.29 | 215.29 | Y | South | FC
MNDALY_7_UNIT 3 | Big Creek-Ventura | MANDALAY GEN STA. UNIT 3 | 130 | 130 | 130 | 130 | 130 | 130 | 130 | 130 | 130 | 130 | 130 | 130 | Y | South | FC
MNTAGU_7_NEWBYI | Bay Area | GAS RECOVERY SYS. (NEWBY ISLAND 2) | 1.35 | 1.28 | 1.27 | 1.24 | 1.22 | 1.2 | 1.24 | 1.1 | 1.06 | 1.14 | 1.06 | 0.78 | N | North | FC
MOJAVE_1_SIPHON | LA Basin | MOJAVE SIPHON POWER PLANT | 7.13 | 7.48 | 5.9 | 12.58 | 12.58 | 12.58 | 12.58 | 12.58 | 12.58 | 12.58 | 10.13 | 6.48 | Y | South | FC
MONLTH_6_BOREL | CAISO System | BOREL HYDRO UNITS 1-3 AGGREGATE | 3.19 | 2.74 | 4.31 | 4.46 | 8.49 | 7.99 | 8.02 | 8.24 | 5.3 | 4.88 | 3.87 | 0.76 | N | South | FC
MONTPH_7_UNITS | NCNB | MONTICELLO HYDRO AGGREGATE | 0.77 | 0.08 | 1.74 | 3.31 | 7.42 | 9.73 | 10.51 | 8.85 | 5.94 | 2.46 | 0.85 | 1.14 | Y | North | FC
MOORPK_2_CALABS | Big Creek-Ventura | Calabasas Gas-to-Energy Facility | 6.96 | 6.96 | 6.96 | 6.96 | 6.96 | 6.96 | 6.96 | 6.96 | 6.96 | 6.96 | 6.96 | 6.96 | N | South | FC
MOORPK_6_QF | Big Creek-Ventura | MOORPARK QFS | 27.18 | 27.15 | 26.65 | 24.29 | 25.63 | 26.67 | 26.96 | 26.52 | 26.28 | 20.93 | 23.28 | 24.86 | N | South | FC
MOORPK_7_UNITA1 | Big Creek-Ventura | WEME- Simi Valley Landfill | 1.85 | 2.09 | 2.07 | 1.94 | 2.02 | 1.67 | 1.97 | 2.12 | 1.59 | 1.43 | 1.78 | 2.11 | Y | South | FC
MOSSLD_1_QF | CAISO System | SMALL QF AGGREGATION - SANTA CRUZ | 0.01 | 0.02 | 0.01 | 0.01 | 0 | 0 | 0 | 0 | 0 | 0 | 0 | 0.01 | N | North | FC
MOSSLD_2_PSP1 | CAISO System | MOSS LANDING POWER BLOCK 1 | 510 | 510 | 510 | 510 | 510 | 510 | 510 | 510 | 510 | 510 | 510 | 510 | Y | North | FC
MOSSLD_2_PSP2 | CAISO System | MOSS LANDING POWER BLOCK 2 | 510 | 510 | 510 | 510 | 510 | 510 | 510 | 510 | 510 | 510 | 510 | 510 | Y | North | FC
MOSSLD_7_UNIT 6 | CAISO System | MOSS LANDING UNIT 6 | 754.33 | 754.33 | 754.33 | 754.33 | 754.33 | 754.33 | 754.33 | 754.33 | 754.33 | 754.33 | 754.33 | 754.33 | Y | North | FC
MOSSLD_7_UNIT 7 | CAISO System | MOSS LANDING UNIT 7 | 755.7 | 755.7 | 755.7 | 755.7 | 755.7 | 755.7 | 755.7 | 755.7 | 755.7 | 755.7 | 755.7 | 755.7 | Y | North | FC
MRCHNT_2_PL1X3 | CAISO System | Desert Star Energy Center | 419.25 | 419.25 | 419.25 | 419.25 | 419.25 | 419.25 | 419.25 | 419.25 | 419.25 | 419.25 | 419.25 | 419.25 | Y | South | PD to 419.25
MRGT_6_MEF2 | San Diego-IV | Miramar Energy Facility II | 47.9 | 47.9 | 47.9 | 47.9 | 47.9 | 47.9 | 47.9 | 47.9 | 47.9 | 47.9 | 47.9 | 47.9 | Y | South | FC
MRGT_6_MMAREF | San Diego-IV | Miramar Energy Facility | 48 | 48 | 48 | 48 | 48 | 48 | 48 | 48 | 48 | 48 | 48 | 48 | Y | South | FC
MRGT_7_UNITS | San Diego-IV | MIRAMAR COMBUSTION TURBINE AGGREGATE | 36 | 36 | 36 | 36 | 36 | 36 | 36 | 36 | 36 | 36 | 36 | 36 | Y | South | FC
MSHGTS_6_MMARLF | San Diego-IV | MIRAMAR LANDFILL | 3.88 | 3.96 | 3.79 | 3.04 | 3.68 | 3.66 | 3.76 | 3.61 | 3.43 | 2.61 | 2.55 | 3.29 | N | South | FC
MSOLAR_2_SOLAR1 | CAISO System | Mesquite Solar 1 | 1.39 | 13.17 | 30.71 | 99.31 | 121.19 | 143.11 | 139.94 | 134.38 | 122.3 | 77.27 | 10.69 | 4.48 | N | South | ID
MSSION_2_QF | San Diego-IV | SMALL QF AGGREGATION - SAN DIEGO | 0.32 | 0.48 | 0.35 | 0.39 | 0.48 | 0.67 | 0.78 | 0.79 | 0.65 | 0.63 | 0.4 | 0.35 | N | South | FC
MTNPOS_1_UNIT | Kern | MT.POSO COGENERATION CO. | 45.55 | 34.23 | 26.65 | 32.71 | 24.97 | 28.45 | 29.28 | 31.12 | 30.58 | 18.74 | 31.18 | 26.96 | N | North | FC
MTWIND_1_UNIT 1 | LA Basin | Mountain View Power Project I | 2.15 | 6.53 | 20.89 | 13.93 | 25.57 | 32.76 | 6.87 | 7.53 | 3.94 | 2.98 | 2.34 | 2.49 | N | South | FC
MTWIND_1_UNIT 2 | LA Basin | Mountain View Power Project II | 1.09 | 2.5 | 8.49 | 6.85 | 8.04 | 14.35 | 2.78 | 3.3 | 1.64 | 1.38 | 1.15 | 0.99 | N | South | FC
MTWIND_1_UNIT 3 | LA Basin | Mountain View Power Project III | 0 | 2.07 | 4.5 | 6.8 | 3.61 | 15.31 | 6.09 | 6.1 | 5.23 | 3.93 | 0.85 | 0.79 | N | South | FC
NAROW1_2_UNIT | Sierra | NARROWS PH 1 UNIT | 9.56 | 10.49 | 10.3 | 9.35 | 10.8 | 8.34 | 10.53 | 9.59 | 10.9 | 7.42 | 2.74 | 4.2 | Y | North | FC
NAROW2_2_UNIT | Sierra | NARROWS PH 2 UNIT | 18.9 | 16.44 | 28.13 | 38.98 | 38.61 | 39.73 | 39.68 | 28.51 | 0.09 | 2.64 | 8.64 | 29.71 | Y | North | FC
NAVYII_2_UNITS | CAISO System | COSO POWER DEVELOPER (NAVY II) AGGREGATE | 66.71 | 66.83 | 66.58 | 58.93 | 65.04 | 58.14 | 54.63 | 50.86 | 52.29 | 56.95 | 59.64 | 58.71 | N | South | FC
NCPA_7_GP1UN1 | NCNB | NCPA GEO PLANT 1 UNIT 1 | 31 | 31 | 31 | 31 | 31 | 31 | 31 | 31 | 31 | 31 | 31 | 31 | Y | North | FC
NCPA_7_GP1UN2 | NCNB | NCPA GEO PLANT 1 UNIT 2 | 28 | 28 | 28 | 28 | 28 | 28 | 28 | 28 | 28 | 28 | 28 | 28 | Y | North | FC
NCPA_7_GP2UN3 | NCNB | NCPA GEO PLANT 2 UNIT 3 | 0.08 | 0.08 | 0.08 | 0.05 | 0.04 | 0.02 | 0.01 | 0.01 | 0.02 | 0.05 | 0.32 | 0.55 | Y | North | FC
NCPA_7_GP2UN4 | NCNB | NCPA GEO PLANT 2 UNIT 4 | 52.73 | 52.73 | 52.73 | 52.73 | 52.73 | 52.73 | 52.73 | 52.73 | 52.73 | 52.73 | 52.73 | 52.73 | Y | North | FC
NEENCH_6_SOLAR | Big Creek-Ventura | Alpine Solar | 0.51 | 4.39 | 11.13 | 52.87 | 49.52 | 55.45 | 52.88 | 53.44 | 50.85 | 36.74 | 1.64 | 0.88 | N | South | FC
NEWARK_1_QF | Bay Area | NEWARK 1 QF | 0.04 | 0.05 | 0.05 | 0.04 | 0.03 | 0.04 | 0.04 | 0.02 | 0.03 | 0.04 | 0.05 | 0.04 | N | North | FC
NHOGAN_6_UNITS | CAISO System | NEW HOGAN PH AGGREGATE | 0.23 | 0.28 | 0.48 | 1.46 | 1.46 | 1.4 | 1.49 | 1.41 | 0.72 | 0.21 | 0.2 | 0.06 | N | North | FC
NIMTG_6_NIQF | San Diego-IV | NORTH ISLAND QF | 36.41 | 34.15 | 36.04 | 35.1 | 35.96 | 35.73 | 35.4 | 35.72 | 35.4 | 32.41 | 35.1 | 36.19 | N | South | FC
NWCSTL_7_UNIT 1 | Sierra | NEWCASTLE HYDRO | 4.84 | 5.71 | 4.33 | 2.84 | 1.1 | 0.94 | 0.37 | 0 | 0.98 | 0.28 | 0 | 0 | Y | North | FC
NZWIND_6_CALWND | CAISO System | Wind Resource I | 0.37 | 0.69 | 1.64 | 1.46 | 2.68 | 2.53 | 1.25 | 1.23 | 0.74 | 0.63 | 0.35 | 0.37 | N | South | FC
OAK C_1_EBMUD | Bay Area | MWWTP PGS 1 - ENGINES | 0.04 | 0.45 | 0.36 | 0.5 | 0.57 | 0.55 | 0.59 | 0.73 | 0.61 | 0.28 | 0.85 | 0.5 | N | North | FC
OAK C_7_UNIT 1 | Bay Area | OAKLAND STATION C GT UNIT 1 | 55 | 55 | 55 | 55 | 55 | 55 | 55 | 55 | 55 | 55 | 55 | 55 | Y | North | FC
OAK C_7_UNIT 2 | Bay Area | OAKLAND STATION C GT UNIT 2 | 55 | 55 | 55 | 55 | 55 | 55 | 55 | 55 | 55 | 55 | 55 | 55 | Y | North | FC
OAK C_7_UNIT 3 | Bay Area | OAKLAND STATION C GT UNIT 3 | 55 | 55 | 55 | 55 | 55 | 55 | 55 | 55 | 55 | 55 | 55 | 55 | Y | North | FC
OAKWD_6_ZEPHWD | CAISO System | Zephyr Park | 0.16 | 0.29 | 0.75 | 0.84 | 1.09 | 0.96 | 0.6 | 0.54 | 0.32 | 0.25 | 0.15 | 0.16 | N | South | FC
OCTILO_5_WIND | San Diego-IV | Ocotillo Wind Energy Facility | 11.75 | 21.86 | 56.61 | 63.33 | 82.26 | 72.37 | 45.15 | 31.21 | 16.95 | 16.34 | 9.48 | 9.62 | N | South | FC
OGROVE_6_PL1X2 | San Diego-IV | Orange Grove Energy Center | 99.9 | 99.9 | 99.9 | 99.9 | 99.9 | 99.9 | 99.9 | 99.9 | 99.9 | 99.9 | 99.9 | 99.9 | Y | South | FC
OILDAL_1_UNIT 1 | Kern | OILDALE ENERGY LLC | 39.95 | 36.91 | 34.76 | 35.51 | 36.12 | 38.89 | 39.29 | 38.67 | 39.14 | 39.43 | 37.1 | 33.68 | N | North | FC
OILFLD_7_QFUNTS | CAISO System | Nacimiento Hydroelectric Plant | 0.22 | 0.16 | 1.44 | 2.77 | 1.33 | 2.32 | 3.26 | 1.98 | 2.17 | 1.2 | 0.25 | 0.19 | N | North | FC
OLINDA_2_COYCRK | LA Basin | MWD Coyote Creek Hydroelectric Recovery | 3.13 | 3.13 | 3.13 | 3.13 | 3.13 | 3.13 | 3.13 | 3.13 | 3.13 | 3.13 | 3.13 | 3.13 | Y | South | FC
OLINDA_2_LNDFL2 | LA Basin | Brea Power II | 21.3 | 21.8 | 21.07 | 19.05 | 18.13 | 19.53 | 19.64 | 20.2 | 20.37 | 20.92 | 21.21 | 20.86 | N | South | FC
OLINDA_2_QF | LA Basin | OLINDA QFS | 0.03 | 0.05 | 0.06 | 0.06 | 0.11 | 0.13 | 0.16 | 0.16 | 0.16 | 0.12 | 0.08 | 0.04 | N | South | FC
OLINDA_7_LNDFIL | LA Basin | OLINDA_7_LNDFIL | 2.92 | 2.82 | 2.65 | 2.66 | 2.88 | 2.29 | 2.05 | 2.03 | 2.03 | 1.93 | 2.24 | 3 | N | South | FC
OLIVEP_1_SOLAR | CAISO System | White River Solar | 0.15 | 1.32 | 3.02 | 12.08 | 12.82 | 16 | 18.22 | 17.15 | 16.28 | 10.74 | 0.49 | 0.26 | N | North | ID
OLSEN_2_UNIT | CAISO System | OLSEN POWER PARTNERS | 0.66 | 0.64 | 1.84 | 2.43 | 1.76 | 1.63 | 0.62 | 0.14 | 0.02 | 0 | 0.01 | 0.31 | N | North | FC
OMAR_2_UNIT 1 | Big Creek-Ventura | KERN RIVER COGENERATION CO. UNIT 1 | 77.1 | 77.1 | 77.1 | 77.1 | 77.1 | 77.1 | 77.1 | 77.1 | 77.1 | 77.1 | 77.1 | 77.1 | Y | South | FC
OMAR_2_UNIT 2 | Big Creek-Ventura | KERN RIVER COGENERATION CO. UNIT 2 | 77.25 | 77.25 | 77.25 | 77.25 | 77.25 | 77.25 | 77.25 | 77.25 | 77.25 | 77.25 | 77.25 | 77.25 | Y | South | FC
OMAR_2_UNIT 3 | Big Creek-Ventura | KERN RIVER COGENERATION CO. UNIT 3 | 77.25 | 77.25 | 77.25 | 77.25 | 77.25 | 77.25 | 77.25 | 77.25 | 77.25 | 77.25 | 77.25 | 77.25 | Y | South | FC
OMAR_2_UNIT 4 | Big Creek-Ventura | KERN RIVER COGENERATION CO. UNIT 4 | 77.25 | 77.25 | 77.25 | 77.25 | 77.25 | 77.25 | 77.25 | 77.25 | 77.25 | 77.25 | 77.25 | 77.25 | Y | South | FC
ORMOND_7_UNIT 1 | Big Creek-Ventura | ORMOND BEACH GEN STA. UNIT 1 | 741.27 | 741.27 | 741.27 | 741.27 | 741.27 | 741.27 | 741.27 | 741.27 | 741.27 | 741.27 | 741.27 | 741.27 | Y | South | FC
ORMOND_7_UNIT 2 | Big Creek-Ventura | ORMOND BEACH GEN STA. UNIT 2 | 775 | 775 | 775 | 775 | 775 | 775 | 775 | 775 | 775 | 775 | 775 | 775 | Y | South | FC
OROVIL_6_UNIT | Sierra | Oroville Cogeneration, LP | 7.5 | 7.5 | 7.5 | 7.5 | 7.5 | 7.5 | 7.5 | 7.5 | 7.5 | 7.5 | 7.5 | 7.5 | Y | North | FC
OSO_6_NSPIN | Big Creek-Ventura | OSO_6_NSPIN | 13.99 | 12.74 | 13.99 | 13.99 | 18 | 18 | 18 | 18 | 18 | 18 | 13.99 | 13.4 | N | South | FC
OTAY_6_PL1X2 | San Diego-IV | Chula Vista Energy Center, LLC | 35.5 | 35.5 | 35.5 | 35.5 | 35.5 | 35.5 | 35.5 | 35.5 | 35.5 | 35.5 | 35.5 | 35.5 | Y | South | FC
OTAY_6_UNITB1 | San Diego-IV | OTAY LANDFILL UNITS AGGREGATE | 2.1 | 3 | 3 | 2.78 | 2.8 | 2.31 | 1.92 | 2.94 | 2.88 | 2.8 | 3 | 2.95 | N | South | FC
OTAY_7_UNITC1 | San Diego-IV | Otay 3 | 2.87 | 2.72 | 2.84 | 2.65 | 2.8 | 2.88 | 2.92 | 2.95 | 2.85 | 2.98 | 2.94 | 2.95 | N | South | FC
OTMESA_2_PL1X3 | San Diego-IV | OTAY MESA ENERGY CENTER | 603.6 | 603.6 | 603.6 | 603.6 | 603.6 | 603.6 | 603.6 | 603.6 | 603.6 | 603.6 | 603.6 | 603.6 | Y | South | FC
OXBOW_6_DRUM | Sierra | OXBOW HYDRO | 6 | 6 | 6 | 6 | 6 | 6 | 6 | 6 | 6 | 6 | 6 | 6 | Y | North | FC
OXMTN_6_LNDFIL | Bay Area | Ox Mountain Landfill Generating Plant | 10.14 | 10.14 | 10.14 | 10.14 | 10.14 | 10.14 | 10.14 | 10.14 | 10.14 | 10.14 | 10.14 | 10.14 | N | North | FC
PACLUM_6_UNIT | Humboldt | PACIFIC LUMBER (HUMBOLDT) | 14.9 | 11.27 | 9.56 | 0.39 | 12.53 | 17.58 | 19.44 | 20.52 | 22.78 | 23.07 | 20.29 | 13.37 | N | North | FC
PACORO_6_UNIT | Sierra | OGDEN POWER PACIFIC, INC. (OROVILLE) | 10.25 | 9.96 | 8.78 | 6.56 | 7.81 | 9.8 | 10.74 | 9.99 | 9.17 | 7.52 | 3.59 | 5.57 | N | North | FC
PADUA_2_ONTARO | LA Basin | ONTARIO/SIERRA HYDRO PSP | 0.73 | 1.16 | 1.4 | 1.67 | 1.6 | 1.6 | 0 | 1.25 | 0.95 | 0 | 0.87 | 0.68 | N | South | FC
PADUA_6_MWDSDM | LA Basin | San Dimas Hydroelectric Recovery Plant | 2.8 | 3.7 | 3.34 | 4.63 | 6.16 | 6.05 | 2.9 | 3.71 | 3.51 | 9.9 | 9.9 | 8.7 | Y | South | FC
PADUA_6_QF | LA Basin | PADUA QFS | 0.26 | 0.21 | 0.37 | 0.48 | 0.43 | 0.43 | 0.4 | 0.44 | 0.54 | 0.28 | 0.25 | 0.17 | N | South | FC
PADUA_7_SDIMAS | LA Basin | San Dimas Wash Hydro | 0 | 0 | 0 | 0 | 1.05 | 1.05 | 1.05 | 1.05 | 1.05 | 0 | 0 | 0 | Y | South | FC
PALALT_7_COBUG | Bay Area | Cooperatively Owned Back Up Generator | 4.5 | 4.5 | 4.5 | 4.5 | 4.5 | 4.5 | 4.5 | 4.5 | 4.5 | 4.5 | 4.5 | 4.5 | N | North | FC
PALOMR_2_PL1X3 | San Diego-IV | Palomar Energy Center | 565.61 | 565.61 | 565.61 | 565.61 | 565.61 | 565.61 | 565.61 | 565.61 | 565.61 | 565.61 | 565.61 | 565.61 | Y | South | FC
PANDOL_6_UNIT | Big Creek-Ventura | DELANO ENERGY COMPANY AGGREGATE | 36.95 | 41.36 | 34.78 | 38.68 | 30.5 | 32.96 | 46.38 | 46.64 | 46.12 | 36.85 | 45.87 | 43.93 | Y | South | FC
PANSEA_1_PANARO | LA Basin | Mesa Wind Project | 0.72 | 1.84 | 4.93 | 4.43 | 7.36 | 10.12 | 2.18 | 1.84 | 0.77 | 0.89 | 1.02 | 1.14 | N | South | FC
PEARBL_2_NSPIN | CAISO System | PEARBL_2_NSPIN | 42 | 21 | 42 | 46 | 46 | 46 | 46 | 46 | 46 | 46 | 46 | 40.35 | N | South | FC
PEORIA_1_SOLAR | Stockton | Sonora 1 | 0.01 | 0.1 | 0.23 | 0.91 | 0.96 | 1.2 | 1.21 | 1.12 | 1.1 | 0.72 | 0.04 | 0.02 | N | North | ID
PHOENX_1_UNIT | Stockton | PHOENIX PH | 1.03 | 0.77 | 1.08 | 1.47 | 1.41 | 1.14 | 1.31 | 1.35 | 1.27 | 1.16 | 1.01 | 0.94 | Y | North | FC
PINFLT_7_UNITS | Fresno | PINE FLAT HYDRO AGGREGATE | 0 | 0 | 23.55 | 42.38 | 60.03 | 121.83 | 128.18 | 63 | 30.3 | 0 | 0 | 0 | Y | South | FC
PIT1_7_UNIT 1 | CAISO System | PIT PH 1 UNIT 1 | 30.5 | 30.5 | 30.5 | 30.5 | 30.5 | 30.5 | 30.5 | 30.5 | 30.5 | 30.5 | 30.5 | 30.5 | Y | North | FC
PIT1_7_UNIT 2 | CAISO System | PIT PH 1 UNIT 2 | 30.5 | 30.5 | 30.5 | 30.5 | 30.5 | 30.5 | 30.5 | 30.5 | 30.5 | 30.5 | 30.5 | 30.5 | Y | North | FC
PIT3_7_PL1X3 | CAISO System | PIT PH 3 UNITS 1, 2 & 3 AGGREGATE | 70.6 | 70.6 | 70.6 | 70.6 | 70.6 | 70.6 | 70.6 | 70.6 | 70.6 | 70.6 | 70.6 | 70.6 | Y | North | FC
PIT4_7_PL1X2 | CAISO System | PIT PH 4 UNITS 1 & 2 AGGREGATE | 95 | 95 | 95 | 95 | 95 | 95 | 95 | 95 | 95 | 95 | 95 | 95 | Y | North | FC
PIT5_7_PL1X2 | CAISO System | PIT PH 5 UNITS 1 & 2 AGGREGATE | 80 | 80 | 80 | 80 | 80 | 80 | 80 | 80 | 80 | 80 | 80 | 80 | Y | North | FC
PIT5_7_PL3X4 | CAISO System | PIT PH 5 UNITS 3 & 4 AGGREGATE | 80 | 80 | 80 | 80 | 80 | 80 | 80 | 80 | 80 | 80 | 80 | 80 | Y | North | FC
PIT5_7_QFUNTS | CAISO System | PIT 5 HYDRO QF UNITS | 0.5 | 0.5 | 1.09 | 1.29 | 0.82 | 0.65 | 0.32 | 0.2 | 0.21 | 0.19 | 0.19 | 0.29 | N | North | FC
PIT6_7_UNIT 1 | CAISO System | PIT PH 6 UNIT 1 | 39 | 39 | 39 | 39 | 39 | 39 | 39 | 39 | 39 | 39 | 39 | 39 | Y | North | FC
PIT6_7_UNIT 2 | CAISO System | PIT PH 6 UNIT 2 | 40 | 40 | 40 | 40 | 40 | 40 | 40 | 40 | 40 | 40 | 40 | 40 | Y | North | FC
PIT7_7_UNIT 1 | CAISO System | PIT PH 7 UNIT 1 | 55.7 | 55.7 | 55.7 | 55.7 | 55.7 | 55.7 | 55.7 | 55.7 | 55.7 | 55.7 | 55.7 | 55.7 | Y | North | FC
PIT7_7_UNIT 2 | CAISO System | PIT PH 7 UNIT 2 | 54.6 | 54.6 | 54.6 | 54.6 | 54.6 | 54.6 | 54.6 | 54.6 | 54.6 | 54.6 | 54.6 | 54.6 | Y | North | FC
PITTSP_7_UNIT 5 | Bay Area | PITTSBURG UNIT 5 | 312 | 312 | 312 | 312 | 312 | 312 | 312 | 312 | 312 | 312 | 312 | 312 | Y | North | FC
PITTSP_7_UNIT 6 | Bay Area | PITTSBURG UNIT 6 | 317 | 317 | 317 | 317 | 317 | 317 | 317 | 317 | 317 | 317 | 317 | 317 | Y | North | FC
PITTSP_7_UNIT 7 | Bay Area | PITTSBURG UNIT 7 | 682 | 682 | 682 | 682 | 682 | 682 | 682 | 682 | 682 | 682 | 682 | 682 | Y | North | FC
PLACVL_1_CHILIB | Sierra | Chili Bar Hydro | 3.39 | 2.34 | 4.01 | 6.25 | 6.21 | 3.94 | 3.73 | 3.88 | 2.57 | 2.33 | 0.81 | 1.8 | Y | North | FC
PLACVL_1_RCKCRE | Sierra | PLACER UNIT (ROCK CREEK) | 0.54 | 0.46 | 1.29 | 1.59 | 0.69 | 0.32 | 0.06 | 0 | 0 | 0 | 0.11 | 0.74 | N | North | FC
PLSNTG_7_LNCLND | Sierra | Lincoln Landfill Power Plant | 2.62 | 2.79 | 2.37 | 2.57 | 2.72 | 2.4 | 2.34 | 2.4 | 2.4 | 2.35 | 2.53 | 2.97 | N | North | FC
PNCHEG_2_PL1X4 | CAISO System | PANOCHE ENERGY CENTER (Aggregated) | 380.96 | 380.96 | 380.96 | 380.96 | 380.96 | 380.96 | 380.96 | 380.96 | 380.96 | 380.96 | 380.96 | 380.96 | Y | North | FC
PNCHPP_1_PL1X2 | Fresno | STARWOOD POWER - MIDWAY LLC | 111.16 | 111.16 | 111.16 | 111.16 | 111.16 | 111.16 | 111.16 | 111.16 | 111.16 | 111.16 | 111.16 | 111.16 | Y | North | FC
PNOCHE_1_PL1X2 | Fresno | Panoche Peaker | 49.97 | 49.97 | 49.97 | 49.97 | 49.97 | 49.97 | 49.97 | 49.97 | 49.97 | 49.97 | 49.97 | 49.97 | Y | North | FC
PNOCHE_1_UNITA1 | Fresno | CalPeak Power Panoche Unit 1 | 48 | 48 | 48 | 48 | 48 | 48 | 48 | 48 | 48 | 48 | 48 | 48 | Y | North | FC
POEPH_7_UNIT 1 | Sierra | POE HYDRO UNIT 1 | 60 | 60 | 60 | 60 | 60 | 60 | 60 | 60 | 60 | 60 | 60 | 60 | Y | North | FC
POEPH_7_UNIT 2 | Sierra | POE HYDRO UNIT 2 | 60 | 60 | 60 | 60 | 60 | 60 | 60 | 60 | 60 | 60 | 60 | 60 | Y | North | FC
POTTER_6_UNITS | NCNB | Potter Valley | 9.2 | 9.2 | 9.2 | 9.2 | 9.2 | 9.2 | 9.2 | 9.2 | 9.2 | 9.2 | 9.2 | 9.2 | Y | North | FC
POTTER_7_VECINO | NCNB | Vecino Vineyards LLC | 0.06 | 0.03 | 0.01 | 0.01 | 0.03 | 0.02 | 0.02 | 0.02 | 0.01 | 0.01 | 0 | 0.01 | N | North | FC
PSWEET_7_QFUNTS | CAISO System | PSWEET_7_QFUNTS | 0 | 0 | 0 | 0 | 0 | 0 | 0 | 0 | 0 | 0 | 0 | 0 | N | North | FC
PTLOMA_6_NTCCGN | San Diego-IV | AEI MCRD STEAM TURBINE | 1.2 | 1.2 | 1.8 | 2.03 | 1.73 | 1.89 | 1.61 | 1.91 | 1.94 | 2.12 | 2.03 | 2.37 | N | South | FC
PTLOMA_6_NTCQF | San Diego-IV | NTC/MCRD COGENERATION | 20.82 | 19.6 | 20.53 | 20.56 | 17.08 | 17.8 | 17.3 | 18.5 | 19.22 | 19 | 19.93 | 20.52 | N | South | FC
PWEST_1_UNIT | LA Basin | PACIFIC WEST 1 WIND GENERATION | 0.1 | 0.18 | 0.68 | 0.2 | 0.58 | 0.69 | 0.21 | 0.11 | 0.16 | 0.15 | 0.09 | 0.07 | N | South | FC
RCKCRK_7_UNIT 1 | Sierra | ROCK CREEK HYDRO UNIT 1 | 38.7 | 30.08 | 48.34 | 56.31 | 26.24 | 54.2 | 46.85 | 34.9 | 34.18 | 37.58 | 42.72 | 30.18 | Y | North | FC
RCKCRK_7_UNIT 2 | Sierra | ROCK CREEK HYDRO UNIT 2 | 48.45 | 22.81 | 56.9 | 56.9 | 41.16 | 51.47 | 45.16 | 32.81 | 40.27 | 22.76 | 25.9 | 33.02 | Y | North | FC
RECTOR_2_KAWEAH | Big Creek-Ventura | KAWEAH PH 2 & 3 PSP AGGREGATE | 1.81 | 2.79 | 4.7 | 3.64 | 3.14 | 3.59 | 1.28 | 0.63 | 0.14 | 0.43 | 0.54 | 0.22 | N | South | FC
RECTOR_2_KAWH 1 | Big Creek-Ventura | KAWEAH PH 1 UNIT 1 | 1.18 | 1.6 | 1.01 | 1.29 | 1.61 | 1.56 | 1.1 | 1.28 | 1.06 | 0.62 | 1.25 | 0.94 | N | South | FC
RECTOR_2_QF | Big Creek-Ventura | RECTOR QFS | 3.09 | 3.05 | 1.12 | 7.71 | 9.03 | 14.65 | 13.93 | 8.78 | 5.13 | 0 | 0 | 0.44 | N | South | FC
RECTOR_7_TULARE | Big Creek-Ventura | RECTOR_7_TULARE | 0.01 | 0 | 0 | 0 | 0 | 0 | 0 | 0 | 0 | 0 | 0 | 0 | N | South | FC
REDBLF_6_UNIT | CAISO System | RED BLUFF PEAKER PLANT | 44 | 44 | 44 | 44 | 44 | 44 | 44 | 44 | 44 | 44 | 44 | 44 | Y | North | FC
REDOND_7_UNIT 5 | LA Basin | REDONDO GEN STA. UNIT 5 | 178.87 | 178.87 | 178.87 | 178.87 | 178.87 | 178.87 | 178.87 | 178.87 | 178.87 | 178.87 | 178.87 | 178.87 | Y | South | FC
REDOND_7_UNIT 6 | LA Basin | REDONDO GEN STA. UNIT 6 | 175 | 175 | 175 | 175 | 175 | 175 | 175 | 175 | 175 | 175 | 175 | 175 | Y | South | FC
REDOND_7_UNIT 7 | LA Basin | REDONDO GEN STA. UNIT 7 | 505.96 | 505.96 | 505.96 | 505.96 | 505.96 | 505.96 | 505.96 | 505.96 | 505.96 | 505.96 | 505.96 | 505.96 | Y | South | FC
REDOND_7_UNIT 8 | LA Basin | REDONDO GEN STA. UNIT 8 | 495.9 | 495.9 | 495.9 | 495.9 | 495.9 | 495.9 | 495.9 | 495.9 | 495.9 | 495.9 | 495.9 | 495.9 | Y | South | FC
REEDLY_6_SOLAR | Fresno | Terzian | [12 empty] | N | North | EO | bar: 2015-01-01 to 2015-12-01
RENWD_1_QF | LA Basin | Renwind re-powering project | 0.51 | 1.06 | 2.84 | 2.68 | 2.31 | 4.85 | 2.74 | 1.57 | 1.19 | 1.13 | 0.5 | 0.57 | N | South | FC
RHONDO_2_QF | LA Basin | RIO HONDO QFS | 0.12 | 0.67 | 1.06 | 1.55 | 1.65 | 1.79 | 1.61 | 1.6 | 1.35 | 1.17 | 0.11 | 0 | N | South | FC
RHONDO_6_PUENTE | LA Basin | Puente Hills GTE Facility Phase II | 0.05 | 0 | 0 | 0 | 0.07 | 0.01 | 0 | 0 | 0 | 0.08 | 0 | 0.08 | N | South | FC
RICHMN_7_BAYENV | Bay Area | BAY ENVIRONMENTAL (NOVE POWER) | 2 | 2 | 2 | 2 | 2 | 2 | 2 | 2 | 2 | 2 | 2 | 2 | N | North | FC
RIOBRV_6_UNIT 1 | CAISO System | RIO BRAVO FRESNO | 3.13 | 2.65 | 3.11 | 4.33 | 4.97 | 5.7 | 3.94 | 3.45 | 2.45 | 2.41 | 0.92 | 0.2 | N | North | FC
RIOOSO_1_QF | Sierra | SMALL QF AGGREGATION - GRASS VALLEY | 1.13 | 0.97 | 1.43 | 1.88 | 1.79 | 1.42 | 1.42 | 1.3 | 1.17 | 0.58 | 0.36 | 0.48 | N | North | FC
ROLLIN_6_UNIT | Sierra | ROLLINS HYDRO | 7.45 | 6.97 | 9.37 | 11.16 | 11.55 | 11.65 | 11.43 | 11.09 | 10.94 | 8.29 | 7.94 | 8.12 | Y | North | FC
ROSMDW_2_WIND1 | CAISO System | Pacific Wind - Phase 1 | 6.29 | 12.23 | 33.91 | 39.01 | 53.29 | 40.42 | 23.58 | 20.96 | 15.55 | 12.95 | 6.31 | 6.12 | N | South | FC
RSMSLR_6_SOLAR1 | Big Creek-Ventura | Rosamond One | [12 empty] | N | South | EO | bar: 2015-01-01 to 2015-12-01
RSMSLR_6_SOLAR2 | Big Creek-Ventura | Rosamond Two | [12 empty] | N | South | EO | bar: 2015-01-01 to 2015-12-01
RUSCTY_2_UNITS | Bay Area | Russell City Energy Center | 612.8 | 607.9 | 607.9 | 600.7 | 595.8 | 589.2 | 585.7 | 585.7 | 589.1 | 594.2 | 605.1 | 612.8 | Y | North | FC
RVRVEW_1_UNITA1 | Bay Area | Riverview Energy Center (GP Antioch) | 48.7 | 48.7 | 48.7 | 48.7 | 47.7 | 46 | 46 | 46 | 47 | 48.7 | 48.7 | 48.7 | Y | North | FC
RVSIDE_2_RERCU3 | LA Basin | Riverside Energy Res. Ctr Unit 3 | 48.5 | 48.5 | 48.5 | 48.5 | 48.5 | 48.5 | 48.5 | 48.5 | 48.5 | 48.5 | 48.5 | 48.5 | Y | South | FC
RVSIDE_2_RERCU4 | LA Basin | Riverside Energy Res. Ctr Unit 4 | 48.5 | 48.5 | 48.5 | 48.5 | 48.5 | 48.5 | 48.5 | 48.5 | 48.5 | 48.5 | 48.5 | 48.5 | Y | South | FC
RVSIDE_6_RERCU1 | LA Basin | Riverside Energy Res. Ctr Unit 1 | 48.35 | 48.35 | 48.35 | 48.35 | 48.35 | 48.35 | 48.35 | 48.35 | 48.35 | 48.35 | 48.35 | 48.35 | Y | South | FC
RVSIDE_6_RERCU2 | LA Basin | Riverside Energy Res. Ctr Unit 2 | 48.5 | 48.5 | 48.5 | 48.5 | 48.5 | 48.5 | 48.5 | 48.5 | 48.5 | 48.5 | 48.5 | 48.5 | Y | South | FC
RVSIDE_6_SPRING | LA Basin | SPRINGS GENERATION PROJECT AGGREGATE | 36 | 36 | 36 | 36 | 36 | 36 | 36 | 36 | 36 | 36 | 36 | 36 | Y | South | FC
SALIRV_2_UNIT | CAISO System | SALINAS RIVER COGEN CO. | 34.03 | 33.81 | 33.03 | 32.99 | 26.69 | 32.08 | 31.37 | 31.27 | 31.58 | 32.55 | 34.36 | 34.62 | N | North | FC
SALTSP_7_UNITS | CAISO System | SALT SPRINGS HYDRO AGGREGATE | 33.82 | 33.72 | 34.18 | 34.94 | 36.51 | 37.92 | 37.97 | 37.57 | 37.26 | 36.85 | 36.27 | 35.26 | Y | North | FC
SAMPSN_6_KELCO1 | San Diego-IV | KELCO QUALIFYING FACILITY | 1.81 | 0.68 | 1.18 | 1.63 | 0.68 | 0.8 | 0.43 | 0.57 | 0.83 | 1.42 | 1.02 | 2.83 | N | South | FC
SANTFG_7_UNITS | NCNB | GEYSERS CALISTOGA AGGREGATE | 60 | 60 | 60 | 60 | 60 | 60 | 60 | 60 | 60 | 60 | 60 | 60 | Y | North | FC
SANTGO_6_COYOTE | LA Basin | GAS RECOVERY SYS. (COYOTE CANYON) | 5.89 | 5.83 | 5.41 | 6.09 | 6.19 | 5.9 | 5.8 | 6.31 | 6.76 | 6.25 | 6.12 | 5.6 | N | South | FC
SANWD_1_QF | LA Basin | San Gorgonio Farms Wind Farm | 1.26 | 2.48 | 6.52 | 5.52 | 8.7 | 11.79 | 3.67 | 2.62 | 1.76 | 2.13 | 1.38 | 1.69 | N | South | FC
SARGNT_2_UNIT | CAISO System | SARGENT CANYON COGEN. COMPANY | 34.1 | 33.65 | 33.75 | 32.89 | 31.05 | 32.29 | 31.59 | 31.77 | 31.96 | 32.69 | 34.02 | 34.6 | N | North | FC
SAUGUS_2_TOLAND | Big Creek-Ventura | Toland Landfill gas to Energy Project | [12 empty] | N | South | EO | bar: 2015-01-01 to 2015-12-01
SAUGUS_6_MWDFTH | Big Creek-Ventura | Foothill Hydroelectric Recovery Plant | 6.7 | 6.4 | 6.7 | 6.9 | 6.42 | 7.26 | 7.34 | 7.36 | 7.24 | 6.05 | 5.02 | 5.21 | Y | South | FC
SAUGUS_6_PTCHGN | Big Creek-Ventura | COUNTY OF LOS ANGELES -- PITCHLE | 20.78 | 21.24 | 19.84 | 17.86 | 20.47 | 20.92 | 19.78 | 19.33 | 19.55 | 18.96 | 20.51 | 21.28 | N | South | FC
SAUGUS_6_QF | Big Creek-Ventura | SAUGUS QFS | 0.61 | 0.11 | 0.67 | 0.88 | 1 | 0.97 | 0.99 | 0.94 | 0.95 | 0.91 | 0.72 | 0.48 | N | South | FC
SAUGUS_7_CHIQCN | Big Creek-Ventura | Chiquita Canyon Landfill Fac | 5.96 | 6.61 | 5.9 | 5.41 | 5.37 | 5.09 | 4.24 | 3.49 | 4.79 | 5.18 | 4.43 | 5.45 | N | South | FC
SAUGUS_7_LOPEZ | Big Creek-Ventura | MM Lopez Energy | 4.12 | 4.67 | 5.67 | 5.69 | 5.55 | 4.67 | 5.09 | 5.34 | 5.47 | 5.24 | 5.48 | 5.29 | Y | South | FC
SBERDO_2_PSP3 | LA Basin | Mountainview Gen Sta. Unit 3 | 484.5 | 484.5 | 484.5 | 484.5 | 484.5 | 484.5 | 484.5 | 484.5 | 484.5 | 484.5 | 484.5 | 484.5 | Y | South | FC
SBERDO_2_PSP4 | LA Basin | Mountainview Gen Sta. Unit 4 | 484.5 | 484.5 | 484.5 | 484.5 | 484.5 | 484.5 | 484.5 | 484.5 | 484.5 | 484.5 | 484.5 | 484.5 | Y | South | FC
SBERDO_2_QF | LA Basin | SAN BERADINO QFS | 0.19 | 0.17 | 0.16 | 0.12 | 0.08 | 0.15 | 0.1 | 0.08 | 0.14 | 0.04 | 0.23 | 0.18 | N | South | FC
SBERDO_2_REDLND | LA Basin | Redlands RT Solar | [12 empty] | N | South | EO | bar: 2015-01-01 to 2015-12-01
SBERDO_2_SNTANA | LA Basin | SANTA ANA PSP | 0.73 | 1.01 | 1 | 0.92 | 0.66 | 1.15 | 0.85 | 0.37 | 0.6 | 0.62 | 0.87 | 0.9 | N | South | FC
SBERDO_6_MILLCK | LA Basin | MILL CREEK PSP | 1.16 | 2.02 | 2.04 | 1.85 | 2.19 | 2.01 | 1.54 | 1.74 | 1.83 | 1.58 | 1.01 | 1.51 | N | South | FC
SCHLTE_1_PL1X3 | Stockton | Tracy Combined Cycle Power Plant | 327.7 | 325 | 321.6 | 323.4 | 299.4 | 299.4 | 299.4 | 299.4 | 299.4 | 321 | 322.9 | 327.4 | Y | North | FC
SCHNDR_1_FIVPTS | Fresno | Five Points Solar Station | 0.32 | 0.65 | 1.67 | 7.75 | 8.66 | 8.3 | 7.59 | 6.37 | 6.52 | 6.32 | 0.04 | 0.01 | Y | North | ID
SCHNDR_1_WSTSDE | Fresno | Westside Solar Station | 0.31 | 0.67 | 1.83 | 8.77 | 9.25 | 8.98 | 8.43 | 9.26 | 8.81 | 6.84 | 0.04 | 0.01 | Y | North | ID
SEARLS_7_ARGUS | CAISO System | NORTH AMERICAN ARGUS | 13 | 13.14 | 12.46 | 13.78 | 13.55 | 13.63 | 12.98 | 12.44 | 11.51 | 11.26 | 12.2 | 11.13 | N | South | FC
SEARLS_7_WESTEN | CAISO System | NORTH AMERICAN WESTEND | 0 | 0 | 0 | 0 | 0 | 0 | 0 | 0 | 0 | 0 | 0 | 0 | N | South | FC
SEAWST_6_LAPOS | Bay Area | SEA WEST WIND QF AGGREGATION | 0 | 0.03 | 0.19 | 0.15 | 0.25 | 0.11 | 0.21 | 0.15 | 0.14 | 0.06 | 0 | 0 | N | North | FC
SEGS_1_SEGS2 | CAISO System | SUNRAY ENERGY, INC. - SEGS 2 | 0 | 0.03 | 0.62 | 7.97 | 9.56 | 26.01 | 22.12 | 28.82 | 18.91 | 1.79 | 0.01 | 0 | N | South | FC
SENTNL_2_CTG1 | LA Basin | Sentinel Unit 1 | 91 | 91 | 91 | 91 | 91 | 91 | 91 | 91 | 91 | 91 | 91 | 91 | Y | South | FC
SENTNL_2_CTG2 | LA Basin | Sentinel Unit 2 | 91 | 91 | 91 | 91 | 91 | 91 | 91 | 91 | 91 | 91 | 91 | 91 | Y | South | FC
SENTNL_2_CTG3 | LA Basin | Sentinel Unit 3 | 91 | 91 | 91 | 91 | 91 | 91 | 91 | 91 | 91 | 91 | 91 | 91 | Y | South | FC
SENTNL_2_CTG4 | LA Basin | Sentinel Unit 4 | 91 | 91 | 91 | 91 | 91 | 91 | 91 | 91 | 91 | 91 | 91 | 91 | Y | South | FC
SENTNL_2_CTG5 | LA Basin | Sentinel Unit 5 | 91 | 91 | 91 | 91 | 91 | 91 | 91 | 91 | 91 | 91 | 91 | 91 | Y | South | FC
SENTNL_2_CTG6 | LA Basin | Sentinel Unit 6 | 91 | 91 | 91 | 91 | 91 | 91 | 91 | 91 | 91 | 91 | 91 | 91 | Y | South | FC
SENTNL_2_CTG7 | LA Basin | Sentinel Unit 7 | 91 | 91 | 91 | 91 | 91 | 91 | 91 | 91 | 91 | 91 | 91 | 91 | Y | South | FC
SENTNL_2_CTG8 | LA Basin | Sentinel Unit 8 | 91 | 91 | 91 | 91 | 91 | 91 | 91 | 91 | 91 | 91 | 91 | 91 | Y | South | FC
SGREGY_6_SANGER | Fresno | DYNAMIS COGEN | 27.57 | 27.09 | 28.79 | 27.2 | 29 | 28.82 | 29.27 | 30.66 | 27.33 | 31.52 | 27.57 | 27.61 | N | North | FC
SIERRA_1_UNITS | Kern | HIGH SIERRA LIMITED | 52.43 | 52.43 | 52.43 | 52.43 | 52.43 | 52.43 | 52.43 | 52.43 | 52.43 | 52.43 | 52.43 | 52.43 | Y | North | FC
SISQUC_1_SMARIA | CAISO System | Santa Maria II LFG Power Plant | 0.48 | 0.85 | 0.82 | 0.79 | 0.74 | 0.74 | 0.77 | 0.62 | 0.96 | 1.09 | 0.96 | 0.7 | N | North | FC
SLSTR1_2_SOLAR1 | CAISO System | Solar Star 1 | 0.81 | 6.85 | 15.65 | 62.55 | 66.37 | 82.83 | 83.2 | 77.48 | 75.61 | 49.98 | 2.58 | 1.38 | N | South | ID
SLSTR1_2_SOLAR1 | CAISO System | Solar Star 1 | 0.81 | 6.85 | 15.65 | 62.55 | 66.37 | 82.83 | 83.2 | 77.48 | 75.61 | 49.98 | 2.58 | 1.38 | ID | South | N
SLSTR2_2_SOLAR2 | CAISO System | Solar Star 2 | 0.57 | 4.77 | 10.89 | 43.51 | 46.17 | 57.62 | 57.88 | 53.9 | 52.6 | 34.77 | 1.79 | 0.96 | N | South | ID
SLUISP_2_UNITS | CAISO System | SAN LUIS (GIANELLI) PUMP-GEN (AGGREGATE) | 0 | 0 | 0 | 120.94 | 113.21 | 72.21 | 17.77 | 0 | 0 | 0 | 0 | 0 | N | South | FC
SLYCRK_1_UNIT 1 | Sierra | SLY CREEK HYDRO | 6.35 | 6.63 | 9.49 | 12.01 | 13 | 13 | 12.92 | 10.36 | 8.3 | 8 | 7.85 | 6.94 | Y | North | FC
SMPRIP_1_SMPSON | CAISO System | RIPON COGENERATION, INC. | 27.07 | 30.37 | 28.63 | 27.83 | 32.37 | 31.76 | 30.99 | 33.15 | 30.01 | 32.24 | 28.15 | 28.12 | N | North | FC
SMRCOS_6_LNDFIL | San Diego-IV | San Marcos Energy | 0.87 | 0.86 | 0.8 | 0.76 | 0.69 | 0.67 | 0.65 | 0.65 | 0.67 | 0.63 | 0.7 | 0.72 | N | South | FC
SMUDGO_7_UNIT 1 | NCNB | SONOMA POWER PLANT | 37 | 37 | 37 | 37 | 37 | 37 | 37 | 37 | 37 | 37 | 37 | 37 | N | North | FC
SNCLRA_6_OXGEN | Big Creek-Ventura | E.F. OXNARD INCORPORATED | 35.17 | 32.28 | 32.05 | 34.25 | 34.59 | 34.2 | 33.11 | 35.65 | 29.86 | 35.18 | 31.95 | 33.09 | N | South | FC
SNCLRA_6_PROCGN | Big Creek-Ventura | PROCTER AND GAMBLE OXNARD II | 46 | 44.27 | 46.26 | 46.92 | 45.38 | 45.82 | 45.41 | 45.03 | 44.42 | 43.12 | 45.87 | 44.72 | N | South | FC
SNCLRA_6_QF | Big Creek-Ventura | SANTA CLARA QFS | 0 | 0 | 0 | 0 | 0 | 0 | 0 | 0 | 0 | 0 | 0 | 0 | N | South | FC
SNCLRA_6_WILLMT | Big Creek-Ventura | WILLIAMETTE | 12.08 | 12.65 | 12.06 | 13.25 | 13.6 | 13.97 | 13.23 | 13.72 | 13.21 | 13.1 | 11.7 | 12.93 | N | South | FC
SNDBAR_7_UNIT 1 | Stockton | SAND BAR HYDRO | 9.93 | 9.51 | 9.19 | 9.63 | 10.29 | 9.56 | 9.67 | 11.1 | 11.29 | 14.23 | 9.51 | 7.07 | N | North | FC
SNMALF_6_UNITS | NCNB | Sonoma County Landfill | 4.14 | 4.23 | 4.35 | 4.14 | 4.1 | 4.17 | 4.07 | 3.99 | 3.9 | 3.66 | 3.74 | 3.82 | N | North | FC
SOUTH_2_UNIT | CAISO System | SOUTH HYDRO | 5.53 | 5.7 | 6.07 | 5.98 | 6.67 | 5.4 | 4.51 | 3.87 | 3.32 | 3.74 | 3.95 | 4.38 | Y | North | FC
SPAULD_6_UNIT 3 | Sierra | SPAULDING HYDRO PH 3 UNIT | 3.66 | 3.11 | 3.91 | 5.54 | 5.5 | 5.04 | 4.68 | 5.74 | 5.56 | 4.61 | 2.3 | 2.46 | Y | North | FC
SPAULD_6_UNIT12 | Sierra | SPAULDING HYDRO PH 1 & 2 AGGREGATE | 5.93 | 6.14 | 9.43 | 11.12 | 11.4 | 11.4 | 11.4 | 9.91 | 7.73 | 9.06 | 9.54 | 7.93 | Y | North | FC
SPBURN_2_UNIT 1 | CAISO System | SIERRA PACIFIC IND. (BURNEY) | 10.26 | 9.52 | 9.9 | 9.93 | 9.93 | 12.74 | 12.72 | 12.83 | 11.63 | 10.16 | 10.82 | 11.66 | N | North | FC
SPBURN_7_SNOWMT | CAISO System | SPBURN_7_SNOWMT | 0.1 | 0.09 | 1.61 | 2.15 | 1.17 | 0.86 | 0.04 | 0 | 0 | 0 | 0.05 | 0.28 | N | North | FC
SPI LI_2_UNIT 1 | Sierra | SIERRA PACIFIC IND. (LINCOLN) | 7.46 | 7.12 | 5.86 | 5.7 | 9.22 | 9.44 | 9.72 | 9.68 | 9.05 | 7.8 | 7.56 | 8.25 | N | North | FC
SPIAND_1_UNIT | CAISO System | SIERRA PACIFIC IND. (ANDERSON) | 0.32 | 0.35 | 0.32 | 0.33 | 0.4 | 0.48 | 0.56 | 0.42 | 0.48 | 0.38 | 0.38 | 0.54 | N | North | FC
SPICER_1_UNITS | CAISO System | SPICER HYDRO UNITS 1-3 AGGREGATE | 6 | 6 | 6 | 6 | 6 | 6 | 6 | 6 | 6 | 6 | 6 | 6 | Y | North | FC
SPIFBD_1_PL1X2 | Stockton | SIERRA PACIFIC IND. (SONORA) | 0.34 | 0.99 | 0.88 | 0.79 | 1.05 | 0.86 | 1.12 | 0.88 | 1.6 | 2.04 | 1.85 | 1.26 | N | North | FC
SPQUIN_6_SRPCQU | CAISO System | SIERRA PACIFIC IND. (QUINCY) | 13.1 | 14.11 | 14.2 | 10.05 | 12.1 | 17.92 | 18.36 | 17.86 | 18.27 | 17.32 | 13.93 | 18.19 | N | North | FC
SPRGAP_1_UNIT 1 | Stockton | SPRING GAP HYDRO | 4.2 | 3.64 | 3.82 | 5.8 | 6.38 | 3.52 | 1.67 | -0.01 | 3.37 | 3.46 | 3.53 | 3.52 | Y | North | FC
SPRGVL_2_QF | Big Creek-Ventura | SPRINGVILLE QFS | 0.17 | 0.15 | 0.2 | 0.27 | 0.17 | 0.46 | 0.29 | 0.21 | 0.02 | 0.01 | 0.01 | 0.01 | N | South | FC
SPRGVL_2_TULE | Big Creek-Ventura | TULE RIVER HYDRO PLANT (PG&E) | 2.55 | 2.26 | 3.51 | 4.68 | 4.32 | 2.09 | 1.25 | 0 | 0 | 0 | 0 | 0 | Y | South | FC
SPRGVL_2_TULESC | Big Creek-Ventura | TULE RIVER HYDRO PLANT (SCE) | 2.33 | 2.48 | 2.45 | 2.37 | 2.41 | 2.3 | 1.54 | 0 | 0 | 0 | 0.97 | 1.17 | N | South | FC
SRINTL_6_UNIT | Bay Area | SRI INTERNATIONAL | 0.91 | 0.85 | 0.89 | 0.35 | 1.14 | 1.2 | 1.07 | 1.1 | 1.15 | 1.25 | 0.94 | 1.07 | N | North | FC
STANIS_7_UNIT 1 | Stockton | STANISLAUS HYDRO | 91 | 91 | 91 | 91 | 91 | 91 | 91 | 91 | 91 | 91 | 91 | 91 | Y | North | FC
STAUFF_1_UNIT | Bay Area | RHODIA INC. (RHONE-POULENC) | 0.08 | 0.01 | 0.17 | 0.18 | 0.15 | 0.09 | 0.13 | 0.08 | 0.06 | 0.08 | 0.15 | 0.1 | N | North | FC
STIGCT_2_LODI | Sierra | LODI STIG UNIT | 49.5 | 49.5 | 49.5 | 49.5 | 49.5 | 49.5 | 49.5 | 49.5 | 49.5 | 49.5 | 49.5 | 49.5 | Y | North | FC
STNRES_1_UNIT | Stockton | STANISLAUS WASTE ENERGY CO. | 10.58 | 7.32 | 6.53 | 8.97 | 9.55 | 10.48 | 10.54 | 10.57 | 10.82 | 13.05 | 16.31 | 16.07 | N | North | FC
STOILS_1_UNITS | Bay Area | CHEVRON RICHMOND REFINERY | 8.54 | 8.47 | 6.59 | 2.79 | 0.01 | 0.02 | 0 | 1.72 | 1.81 | 6.63 | 6.14 | 5.46 | N | North | FC
STOREY_7_MDRCHW | Fresno | MADERA CHOWCHILLA | 0 | 0.02 | 0 | 0.37 | 0.69 | 1.23 | 1.09 | 0.4 | 0.04 | 0 | 0 | 0 | N | North | FC
STROUD_6_SOLAR | Fresno | Stroud Solar Station | 0.42 | 0.88 | 2.44 | 11.27 | 12.2 | 11.93 | 11.34 | 13.14 | 12.76 | 6.53 | 0.04 | 0.02 | Y | North | ID
SUNRIS_2_PL1X3 | CAISO System | Sunrise Power Project AGGREGATE II | 586.02 | 586.02 | 586.02 | 586.02 | 586.02 | 586.02 | 586.02 | 586.02 | 586.02 | 586.02 | 586.02 | 586.02 | Y | North | FC
SUNSET_2_UNITS | CAISO System | MIDWAY SUNSET COGENERATION PLANT | 150.93 | 150.91 | 146.11 | 143.46 | 141.61 | 137.18 | 135.59 | 135.76 | 138.09 | 140.4 | 147.69 | 150.63 | N | North | FC
SUTTER_2_PL1X3 | CAISO System | SUTTER POWER PLANT AGGREGATE | 525 | 525 | 525 | 525 | 525 | 515 | 505 | 500 | 515 | 520 | 525 | 525 | Y | North | FC
SYCAMR_2_UNIT 1 | Big Creek-Ventura | Sycamore Cogeneration Unit 1 | 49.89 | 46.09 | 50.34 | 47.54 | 50.2 | 56.2 | 54.9 | 56.53 | 56.9 | 45.69 | 48.98 | 56.84 | N | South | FC
SYCAMR_2_UNIT 2 | Big Creek-Ventura | Sycamore Cogeneration Unit 2 | 49.89 | 46.1 | 50.35 | 47.54 | 50.21 | 56.21 | 54.91 | 56.54 | 56.9 | 45.7 | 48.99 | 56.85 | N | South | FC
SYCAMR_2_UNIT 3 | Big Creek-Ventura | Sycamore Cogeneration Unit 3 | 49.89 | 46.09 | 50.35 | 47.54 | 50.2 | 56.21 | 54.91 | 56.53 | 56.9 | 45.7 | 48.99 | 56.85 | N | South | FC
SYCAMR_2_UNIT 4 | Big Creek-Ventura | Sycamore Cogeneration Unit 4 | 49.89 | 46.1 | 50.35 | 47.54 | 50.21 | 56.21 | 54.91 | 56.53 | 56.9 | 45.7 | 48.99 | 56.85 | N | South | FC
TANHIL_6_SOLART | CAISO System | BERRY PETROLEUM COGEN 18 AGGREGATE | 11.11 | 11.49 | 11.35 | 11.07 | 10.21 | 9.96 | 9.5 | 10.18 | 10.23 | 10.45 | 10.59 | 10.61 | N | North | FC
TBLMTN_6_QF | CAISO System | SMALL QF AGGREGATION - PARADISE | 1.21 | 0.76 | 1.17 | 2.22 | 2.29 | 1.96 | 1.28 | 0.86 | 0.58 | 0.43 | 0.28 | 0.39 | N | North | FC
TEMBLR_7_WELLPT | CAISO System | NUEVO ENERGY COMPANY (WELPORT) | 0.57 | 0.54 | 0.5 | 0.5 | 0.34 | 0.46 | 0.27 | 0.28 | 0.15 | 0.47 | 0.68 | 0.63 | N | North | FC
TENGEN_2_PL1X2 | Big Creek-Ventura | Berry Cogen 42 | 37.01 | 33.83 | 37.56 | 28.07 | 32.46 | 37.06 | 37.1 | 36 | 36.03 | 30.96 | 31.74 | 36.52 | N | South | FC
TERMEX_2_PL1X3 | San Diego-IV | TDM | 605 | 605 | 605 | 605 | 601 | 593 | 591 | 593 | 596 | 605 | 605 | 605 | Y | South | FC
TESLA_1_QF | CAISO System | SMALL QF AGGREGATION - STOCKTON | 0.6 | 0.59 | 0.51 | 0.7 | 0.82 | 0.67 | 0.9 | 0.75 | 0.68 | 0.54 | 0.33 | 0.35 | N | North | FC
THMENG_1_UNIT 1 | CAISO System | THERMAL ENERGY DEV. CORP. | 18.1 | 17.6 | 14.98 | 16.17 | 18.44 | 17.64 | 17.92 | 17.32 | 17.88 | 16.59 | 16.77 | 15.67 | N | North | FC
TIDWTR_2_UNITS | Bay Area | MARTINEZ COGEN LIMITED PARTNERSHIP | 31.88 | 40.15 | 24.84 | 22.61 | 34.68 | 28.43 | 23.28 | 22.75 | 20.04 | 28.03 | 28.24 | 23.76 | N | North | FC
TIFFNY_1_DILLON | LA Basin | TIFFNY_1_DILLON | 2.17 | 4.31 | 9.34 | 14.12 | 16.56 | 43.4 | 12.65 | 12.66 | 10.86 | 8.15 | 1.77 | 1.64 | N | South | FC
TIGRCK_7_UNITS | CAISO System | TIGER CREEK HYDRO AGGREGATE | 1.48 | 7.09 | 6.85 | 14.45 | 16.73 | 35.95 | 41.84 | 37.78 | 40.05 | 41.29 | 45.52 | 39.18 | Y | North | FC
TKOPWR_2_UNIT | CAISO System | TKO POWER | 0.78 | 0.69 | 1.56 | 1.55 | 0.59 | 0.36 | 0.01 | 0 | 0 | 0 | 0.01 | 0.46 | N | North | FC
TOADTW_6_UNIT | CAISO System | TOAD TOWN | 0.78 | 0.82 | 0.97 | 1.22 | 0.96 | 0.77 | 0.7 | 0.65 | 0.38 | 0.03 | 0 | 0.17 | Y | North | FC
TOPAZ_2_SOLAR | CAISO System | Topaz Solar Farms | 4 | 33.77 | 77.11 | 308.21 | 327.04 | 408.17 | 409.98 | 381.76 | 372.55 | 246.29 | 12.7 | 6.77 | N | North | ID
TULLCK_7_UNITS | Stockton | TULLOCH HYDRO AGGREGATE | 4.76 | 2.35 | 1.2 | 13.84 | 18.7 | 18.7 | 18.7 | 18.7 | 15.51 | 3.2 | 5 | 1.36 | N | North | FC | Resource is "FC" Deliverable up to 168.5 MW with the remaining MW "EO with ID"
TWISSL_6_SOLAR | CAISO System | Nickel 1 ("NLH1") | 0.01 | 0.1 | 0.22 | 1.01 | 1.05 | 1.2 | 1.2 | 1.17 | 1.1 | 0.76 | 0.03 | 0.01 | N | North | ID | Resource is "FC" Deliverable up to 168.5 MW with the remaining MW "EO with ID"
TXMCKT_6_UNIT | CAISO System | McKittrick Cogen | 0.02 | 0 | 0.14 | 0.1 | 0 | 0.83 | 0.69 | 1.31 | 1.63 | 3.28 | 2.94 | 2.74 | N | North | FC | Resource is "FC" Deliverable up to 168.5 MW with the remaining MW "EO with ID"
UKIAH_7_LAKEMN | NCNB | UKIAH LAKE MENDOCINO HYDRO | 1.7 | 1.7 | 1.7 | 1.7 | 1.7 | 1.7 | 1.7 | 1.7 | 1.7 | 1.7 | 1.7 | 1.7 | Y | North | FC | Resource is "FC" Deliverable up to 168.5 MW with the remaining MW "EO with ID"
ULTOGL_1_POSO | Kern | RIO BRAVO POSO | 17.59 | 16.23 | 16.19 | 17.63 | 29.98 | 32.56 | 31.28 | 31.72 | 29.37 | 31.15 | 0 | 0 | N | North | FC
ULTPCH_1_UNIT 1 | Stockton | OGDEN POWER PACIFIC (CHINESE STATION) | 18.17 | 16.7 | 17.61 | 14.82 | 17.84 | 18.38 | 17.96 | 16.57 | 17.31 | 17.07 | 17.06 | 18.99 | N | North | FC
ULTPFR_1_UNIT 1 | Fresno | RIO BRAVO FRESNO (AKA ULTRAPOWER) | 23.29 | 23.86 | 24.32 | 24.27 | 24.01 | 22.92 | 21.51 | 22.93 | 23.53 | 22.85 | 23.64 | 24.3 | N | North | FC
ULTRCK_2_UNIT | Sierra | Rio Bravo Rocklin | 23.5 | 23.63 | 21.96 | 21.65 | 22.25 | 23.99 | 22.81 | 21.29 | 23.43 | 23.21 | 22.65 | 23.99 | N | North | FC
UNCHEM_1_UNIT | Bay Area | CONTRA COSTA CARBON PLANT | 15.11 | 14.77 | 14.68 | 15.59 | 15.49 | 14.42 | 14.7 | 15.73 | 16.55 | 12.72 | 12.38 | 13.4 | N | North | FC
UNOCAL_1_UNITS | Bay Area | TOSCO (RODEO PLANT) | 2.61 | 1.86 | 4.33 | 2.46 | 7.62 | 4.45 | 0.74 | 0.44 | 1.07 | 2.66 | 2.53 | 4.56 | N | North | FC
UNVRSY_1_UNIT 1 | CAISO System | Berry Cogen 38 - Unit 1 | 36.72 | 36.77 | 36.1 | 35.92 | 34.71 | 35.08 | 33.84 | 34.87 | 34.41 | 35.99 | 34.89 | 36.85 | N | North | FC
USWND1_2_UNITS | CAISO System | US WIND POWER#1(WALKER) | 0 | 0.54 | 2.17 | 1.56 | 2.89 | 2.74 | 3.66 | 4.19 | 1.45 | 0.76 | 0 | 0 | N | North | FC
USWND2_1_UNITS | CAISO System | US WIND POWER#2(PATTERSON) | 0 | 2.43 | 7.83 | 6.05 | 10.78 | 8.22 | 10.11 | 14.1 | 5.81 | 2.81 | 0 | 0 | N | North | FC
USWND4_2_UNITS | CAISO System | US WIND POWER#4(RALPH) | 6.1 | 7.12 | 10.86 | 8.03 | 9.78 | 9.43 | 9.44 | 9.31 | 7.76 | 6.8 | 5.95 | 5.53 | N | North | FC
USWNDR_2_SMUD | Bay Area | SOLANO WIND FARM | 1.77 | 5.63 | 11.3 | 11.11 | 19.84 | 18.57 | 24.99 | 22.11 | 9.26 | 2.73 | 2.22 | 3.16 | N | North | FC
USWNDR_2_SMUD2 | Bay Area | Solano Wind Project Phase 3 | 5.06 | 9.87 | 24.24 | 27.86 | 37.79 | 39.48 | 38.65 | 37.86 | 16.6 | 5.63 | 5.18 | 5.62 | N | North | FC
USWNDR_2_UNITS | Bay Area | US WIND POWER(RUSSELL) | 0.61 | 3.5 | 2.46 | 2.14 | 4.74 | 3.7 | 5.59 | 4.84 | 1.68 | 0.43 | 0.43 | 0.49 | N | North | FC
USWPFK_6_FRICK | Bay Area | GREEN RIDGE POWER LLC (FRICK) | 0 | 0.17 | 0.73 | 0.51 | 1.27 | 1.21 | 1.55 | 1.66 | 0.56 | 0.3 | 0 | 0 | N | North | FC
USWPJR_2_UNITS | Bay Area | Vasco Wind | 1.29 | 3.87 | 7.79 | 5.56 | 13.11 | 9.92 | 10.65 | 11.68 | 5.56 | 2.46 | 1.47 | 3.82 | N | North | FC
VACADX_1_QF | CAISO System | SMALL QF AGGREGATION - VACAVILLE | 0 | 0 | 0 | 0 | 0 | 0 | 0 | 0 | 0 | 0 | 0 | 0 | N | North | FC
VACADX_1_SOLAR | CAISO System | Vaca-Dixon Solar Station | 0.01 | 0.03 | 0.1 | 1.28 | 1.34 | 1.25 | 1.59 | 1.52 | 1.43 | 1.07 | 0.01 | 0 | Y | North | FC
VACADX_1_UNITA1 | CAISO System | CalPeak Power Vaca Dixon Unit 1 | 48 | 48 | 48 | 48 | 48 | 48 | 48 | 48 | 48 | 48 | 48 | 48 | Y | North | FC
VALLEY_5_PERRIS | LA Basin | MWD Perris Hydroelectric Recovery Plant | 7.94 | 7.94 | 7.94 | 7.94 | 7.94 | 7.94 | 7.94 | 7.94 | 7.94 | 7.94 | 7.94 | 7.94 | Y | South | FC
VALLEY_5_REDMTN | LA Basin | MWD Red Mountain Hydroelectric Recovery | 2.51 | 4.62 | 4.42 | 4.27 | 1.7 | 3.22 | 3.78 | 3.37 | 2.81 | 4.47 | 4.68 | 4.64 | N | South | FC
VALLEY_7_BADLND | LA Basin | VALLEY_7_BADLND | 0.62 | 0.78 | 0.58 | 0.75 | 0.8 | 0.79 | 0.69 | 0.54 | 0.66 | 0.63 | 0.33 | 0.24 | N | South | FC
VALLEY_7_UNITA1 | LA Basin | WM Energy, El Sobrante Landfill | 2.34 | 2.47 | 2.54 | 2.03 | 2.19 | 2.82 | 2.52 | 2.3 | 2.42 | 2.24 | 2.61 | 2.96 | N | South | FC
VEDDER_1_SEKERN | Kern | TEXACO EXPLORATION & PROD (SE KERN RIVER | 12.44 | 10.92 | 7.46 | 10.9 | 10.81 | 10.62 | 11.21 | 13.18 | 16.37 | 15.78 | 10.11 | 12.52 | N | North | FC
VERNON_6_GONZL1 | LA Basin | H. Gonzales Unit #1 | 5.75 | 5.75 | 5.75 | 5.75 | 5.75 | 5.75 | 5.75 | 5.75 | 5.75 | 5.75 | 5.75 | 5.75 | Y | South | FC
VERNON_6_GONZL2 | LA Basin | H. Gonzales Unit #2 | 5.75 | 5.75 | 5.75 | 5.75 | 5.75 | 5.75 | 5.75 | 5.75 | 5.75 | 5.75 | 5.75 | 5.75 | Y | South | FC
VERNON_6_MALBRG | LA Basin | Malburg Generating Station | 134 | 134 | 134 | 134 | 134 | 134 | 134 | 134 | 134 | 134 | 134 | 134 | Y | South | FC
VESTAL_2_KERN | Big Creek-Ventura | KERN RIVER PH 3 UNITS 1 & 2 AGGREGATE | 14.74 | 14.93 | 18.45 | 27.38 | 31.15 | 21.93 | 14.66 | 16.74 | 7.66 | 11.11 | 8.44 | 0.43 | N | South | FC
VESTAL_2_WELLHD | Big Creek-Ventura | Wellhead Power Delano | 49 | 49 | 49 | 49 | 49 | 49 | 49 | 49 | 49 | 49 | 49 | 49 | Y | South | FC
VESTAL_6_QF | Big Creek-Ventura | VESTAL QFS | 3.96 | 3.42 | 2.74 | 4.46 | 5.23 | 6.36 | 5.81 | 3.73 | 2.36 | 2.11 | 0.03 | 0.35 | N | South | FC
VESTAL_6_ULTRGN | Big Creek-Ventura | RIO BRAVO JASMIN | 23.55 | 21.47 | 23.24 | 22.39 | 10.84 | 30.86 | 31.76 | 32.48 | 28.91 | 11.86 | 11.58 | 11.98 | N | South | FC
VICTOR_1_EXSLRA | CAISO System | Expressway Solar A | [12 empty] | N | South | EO | bar: 2015-01-01 to 2015-12-01
VICTOR_1_EXSLRB | CAISO System | Expressway Solar B | [12 empty] | N | South | EO | bar: 2015-01-01 to 2015-12-01
VICTOR_1_QF | CAISO System | VICTOR QFS | 0 | 0 | 0 | 0 | 0 | 0 | 0 | 0 | 0 | 0 | 0 | 0 | N | South | FC
VICTOR_1_SOLAR1 | CAISO System | Victor Phelan Solar One | [12 empty] | N | South | EO | bar: 2015-01-01 to 2015-12-01
VILLPK_2_VALLYV | LA Basin | MWD Valley View Hydroelectric Recovery P | 4.1 | 4.1 | 4.1 | 4.1 | 4.1 | 4.1 | 4.1 | 4.1 | 4.1 | 4.1 | 4.1 | 4.1 | Y | South | FC
VILLPK_6_MWDYOR | LA Basin | Yorba Linda Hydroelectric Recovery Plant | 0.58 | 0.53 | 0.2 | 0.82 | 0.85 | 0.75 | 0.63 | 2.6 | 2.4 | 1.6 | 1.4 | 1.1 | Y | South | FC
VINCNT_2_QF | CAISO System | VINCENT QFS | 18.9 | 24.47 | 55.31 | 78.78 | 70.73 | 39.83 | 19.11 | 22.79 | 15.27 | 13.5 | 15.46 | 11.06 | N | South | FC
VINCNT_2_WESTWD | CAISO System | Oasis Power Plant | 1.68 | 3.77 | 10.96 | 12.05 | 15.4 | 9.48 | 4.18 | 3.59 | 2.91 | 1.83 | 2.45 | 3.12 | N | South | FC
VISTA_2_RIALTO | LA Basin | Rialto RT Solar | [12 empty] | N | South | EO | bar: 2015-01-01 to 2015-12-01
VISTA_6_QF | LA Basin | VISTA QFS | 0.04 | 0.05 | 0.04 | 0.07 | 0.13 | 0.15 | 0.16 | 0.15 | 0.13 | 0.12 | 0.07 | 0.04 | N | South | FC
VLCNTR_6_VCSLR1 | San Diego-IV | Valley Center 1 | 0.02 | 0.17 | 0.38 | 1.51 | 1.6 | 2 | 2.01 | 1.87 | 1.83 | 1.21 | 0.06 | 0.03 | N | South | FC
VLCNTR_6_VCSLR2 | San Diego-IV | Valley Center 2 | 0.04 | 0.33 | 0.76 | 3.02 | 3.21 | 4 | 4.02 | 3.74 | 3.65 | 2.41 | 0.12 | 0.07 | N | South | FC
VLYHOM_7_SSJID | Stockton | Woodward Power Plant | 0 | 0 | 0.1 | 0.25 | 1.07 | 0.82 | 1.49 | 1.4 | 0.85 | 0.25 | 0 | 0 | N | North | FC
VOLTA_2_UNIT 1 | CAISO System | VOLTA HYDRO UNIT 1 | 5.15 | 5.35 | 6.82 | 8.01 | 6.61 | 5.95 | 5.38 | 4.23 | 3.21 | 3.48 | 3.59 | 4.58 | Y | North | FC
VOLTA_2_UNIT 2 | CAISO System | Volta Hydro Unit 2 | 0.63 | 0.61 | 0.66 | 0.91 | 0.86 | 0.75 | 0.58 | 0.44 | 0.36 | 0.49 | 0.42 | 0.47 | Y | North | FC
VOLTA_6_DIGHYD | CAISO System | Digger Creek Ranch Hydro | 0.23 | 0.22 | 0.25 | 0.28 | 0.37 | 0.4 | 0.41 | 0.38 | 0.32 | 0.21 | 0.22 | 0.23 | N | North | FC
VOLTA_7_QFUNTS | CAISO System | VOLTA_7_QFUNTS | 0.66 | 0.66 | 1.09 | 1.29 | 1.44 | 1.38 | 1.01 | 0.57 | 0.37 | 0.39 | 0.44 | 0.61 | N | North | FC
WADHAM_6_UNIT | CAISO System | WADHAM ENERGY LTD. PART. | 25.31 | 25.23 | 23.52 | 24.33 | 24.83 | 25.2 | 24.99 | 25.48 | 24.94 | 24.44 | 24.82 | 24.64 | N | North | FC
WALCRK_2_CTG1 | LA Basin | Walnut Creek Energy Park Unit 1 | 96 | 96 | 96 | 96 | 96 | 96 | 96 | 96 | 96 | 96 | 96 | 96 | Y | South | FC
WALCRK_2_CTG2 | LA Basin | Walnut Creek Energy Park Unit 2 | 96 | 96 | 96 | 96 | 96 | 96 | 96 | 96 | 96 | 96 | 96 | 96 | Y | South | FC
WALCRK_2_CTG3 | LA Basin | Walnut Creek Energy Park Unit 3 | 96 | 96 | 96 | 96 | 96 | 96 | 96 | 96 | 96 | 96 | 96 | 96 | Y | South | FC
WALCRK_2_CTG4 | LA Basin | Walnut Creek Energy Park Unit 4 | 96 | 96 | 96 | 96 | 96 | 96 | 96 | 96 | 96 | 96 | 96 | 96 | Y | South | FC
WALCRK_2_CTG5 | LA Basin | Walnut Creek Energy Park Unit 5 | 96.65 | 96.65 | 96.65 | 96.65 | 96.65 | 96.65 | 96.65 | 96.65 | 96.65 | 96.65 | 96.65 | 96.65 | Y | South | FC
WALNUT_6_HILLGEN | LA Basin | L.A. COUNTY SANITATION DISTRICT | 46.69 | 47.25 | 45.84 | 46.5 | 41.93 | 47.74 | 47.45 | 48.03 | 47.72 | 45.69 | 45.58 | 44.43 | N | South | FC
WALNUT_7_WCOVCT | LA Basin | WALNUT_7_WCOVCT | 3.25 | 2.92 | 3.03 | 3.15 | 3.37 | 2.21 | 2.18 | 2.16 | 2.11 | 1.94 | 2.09 | 2.02 | N | South | FC
WALNUT_7_WCOVST | LA Basin | WALNUT_7_WCOVST | 4.96 | 5.1 | 5.34 | 4.69 | 5.38 | 4.88 | 5.11 | 5.19 | 5.16 | 4.97 | 5.01 | 5.13 | N | South | FC
WARNE_2_UNIT | Big Creek-Ventura | WARNE HYDRO AGGREGATE | 76 | 74.98 | 67.32 | 55.82 | 76 | 76 | 76 | 76 | 66.19 | 56.57 | 76 | 76 | Y | South | FC
WAUKNA_1_SOLAR | Fresno | Corcoran Solar | 0.15 | 1.32 | 3.02 | 12.08 | 12.82 | 16 | 16.07 | 16.8 | 15.46 | 9.57 | 0.49 | 0.25 | N | North | ID
WDFRDF_2_UNITS | NCNB | WEST FORD FLAT AGGREGATE | 25 | 25 | 25 | 25 | 25 | 25 | 25 | 25 | 25 | 25 | 25 | 25 | Y | North | FC
WDLEAF_7_UNIT 1 | Sierra | WOODLEAF HYDRO | 55 | 55 | 55 | 55 | 55 | 55 | 55 | 55 | 55 | 55 | 55 | 55 | Y | North | FC
WEBER_6_FORWRD | Stockton | FORWARD | 4.2 | 4.2 | 4.2 | 4.2 | 4.2 | 4.2 | 4.2 | 4.2 | 4.2 | 4.2 | 4.2 | 4.2 | N | North | ID
WESTPT_2_UNIT | CAISO System | West Point Hydro Plant | 14 | 14 | 14 | 14 | 14 | 14 | 14 | 14 | 14 | 14 | 14 | 14 | Y | North | FC
WFRESN_1_SOLAR | Fresno | Joya Del Sol | [12 empty] | N | North | EO | bar: 2015-01-01 to 2015-12-01
WHEATL_6_LNDFIL | Sierra | G2 ENERGY, OSTROM ROAD LLC | 3 | 3 | 3 | 3 | 3 | 3 | 3 | 3 | 3 | 3 | 3 | 3 | N | North | FC
WHTWTR_1_WINDA1 | LA Basin | Whitewater Hill Wind Project | 3.22 | 8.05 | 24.93 | 12.85 | 24.93 | 34.9 | 8.47 | 7.18 | 4.39 | 4.59 | 2.51 | 2.8 | N | South | FC
WISE_1_UNIT 1 | Sierra | Wise Hydro Unit 1 | 8.74 | 9.49 | 8 | 8.09 | 11.1 | 10.86 | 11.19 | 10.68 | 9.86 | 7.51 | 3.89 | 3.44 | Y | North | FC
WISE_1_UNIT 2 | Sierra | WISE HYDRO UNIT 2 | 0.4 | 0.48 | 0.38 | 0.16 | 0 | 0 | 0 | 0 | 0 | 0 | 0 | 0 | Y | North | FC
WISHON_6_UNITS | Fresno | Wishon/San Joaquin #1-A AGGREGATE | 18.4 | 18.4 | 18.4 | 18.4 | 18.4 | 18.4 | 18.4 | 18.4 | 18.4 | 18.4 | 18.4 | 18.4 | Y | North | FC
WLLWCR_6_CEDRFL | Humboldt | CEDAR FLAT HYDRO QF AGGREGATION | 0.22 | 0.25 | 0.27 | 0.28 | 0.21 | 0.11 | 0.04 | 0.01 | 0 | 0.02 | 0.04 | 0.06 | N | North | FC
WNDMAS_2_UNIT 1 | Bay Area | BUENA VISTA ENERGY, LLC | 0.47 | 2.05 | 3.82 | 2.93 | 6.71 | 4.17 | 3.75 | 3.76 | 2.1 | 1.13 | 0.84 | 0.91 | N | North | FC
WNDSTR_2_WIND | CAISO System | Windstar | 5.32 | 11.04 | 29.3 | 34.84 | 42.93 | 36.16 | 20.32 | 17.69 | 12.47 | 9.61 | 5.13 | 5.19 | N | South | FC
WOLFSK_1_UNITA1 | CAISO System | Wolfskill Energy Center, Unit #1 | 46.9 | 46.9 | 46.9 | 46.9 | 46 | 46 | 46 | 46 | 46 | 46.9 | 46.9 | 46.9 | Y | North | FC
WRGHTP_7_AMENGY | Fresno | SMALL QF AGGREGATION - LOS BANOS | 0 | 0 | 0 | 0 | 0.21 | 0.19 | 0.54 | 0.46 | 0.17 | 0 | 0 | 0 | N | North | FC
WSENGY_1_UNIT 1 | CAISO System | WHEELABRATOR SHASTA UNITS 1-3 AGGREGATE | 48.28 | 48.88 | 44.47 | 44.77 | 49.51 | 50.05 | 49.72 | 48.47 | 46.92 | 48.96 | 48.92 | 46.43 | N | North | FC
YUBACT_1_SUNSWT | Sierra | YUBA CITY COGEN | 10.84 | 10.58 | 12.29 | 11.86 | 9.79 | 26.65 | 30.62 | 23.98 | 24.38 | 11.48 | 8.37 | 9.44 | N | North | FC
YUBACT_6_UNITA1 | Sierra | Yuba City Energy Center (Calpine) | 46 | 46 | 46 | 46 | 46 | 46 | 46 | 46 | 46 | 46 | 46 | 46 | Y | North | FC
ZOND_6_UNIT | Bay Area | ZOND WINDSYSTEMS INC. | 0 | 0.3 | 1.4 | 1.9 | 3.2 | 3.6 | 3.8 | 3.6 | 2.5 | 1.2 | 0.3 | 0 | N | North | FC
Link to: CPUC Decision 10-06-036 June 24, 2010
BEFORE THE PUBLIC UTILITIES COMMISSION OF THE STATE OF CALIFORNIA
Order Instituting Rulemaking to Oversee the
Resource Adequacy Program, Consider
Program Refinements, and Establish Annual
Local Procurement Obligations.
Rulemaking 09-10-032
(Filed October 29, 2009)
DECISION ADOPTING LOCAL PROCUREMENT OBLIGATIONS
FOR 2011 AND FURTHER REFINING THE RESOURCE
ADEQUACY PROGRAM
Link to: CPUC Decision 10-06-036 June 24, 2010
BEFORE THE PUBLIC UTILITIES COMMISSION OF THE STATE OF CALIFORNIA
Order Instituting Rulemaking to Oversee the
Resource Adequacy Program, Consider
Program Refinements, and Establish Annual
Local Procurement Obligations.
Rulemaking 09-10-032
(Filed October 29, 2009)
DECISION ADOPTING LOCAL PROCUREMENT OBLIGATIONS
FOR 2011 AND FURTHER REFINING THE RESOURCE
ADEQUACY PROGRAM